## README
BNEF Korea cost metrics
Source: 20251205 BNEF Korea data .xlsx, Sheet1, region South Korea
The model uses the Mid scenario.
CURRENCY
BNEF 2024$ -> MACRO 2021$ | x 0.870 |  | deflator used for the model's capital costs
MACRO 2021$ -> GCAM 1975$ | / 5.0400 |  | US CPI ratio; same factor used in reverse for GCAM fuel prices
BNEF 2024$ -> GCAM 1975$ | x 0.172619 |  | the two combined
UNITS
metric | BNEF | MACRO | GCAM
Capex | $/kW | $/MW | $/kW
Fixed O&M | $/MW/yr | $/MW-yr | $/kW/yr
Variable O&M | $/MWh | $/MWh | $/GJ
LCOE | $/MWh | $/MWh | $/GJ
Short-run marginal cost | $/MWh | $/MWh | $/GJ
GCAM caveat
1975$/kW and 1975$/kW/yr follow GCAM's electricity capital and fixed-O&M convention.
Variable terms are in 1975$/GJ because GCAM's energy unit is EJ.
If the GCAM input expects 1975$/MWh, multiply the GCAM value by 3.6.
WHAT THE MODEL ACTUALLY USES
Capital cost | BNEF Mid x 0.870 |  | matches to within 0.1% for 2025-2050, all technologies
2021 capital cost | not BNEF |  | 27-30% below BNEF Mid; a different source. 2021 is the calibrated base year with can_expand FALSE, so it does not affect results
NUCLEAR
Not in BNEF | from asset files |  | Capex 2,886 -> 2,625 $/kW, fixed O&M 199 $/kW-yr, variable O&M 10.34 $/MWh, all 2021$. Treated as Mid. Original source not recorded
CCS
Japan proxy | no Korea row in BNEF |  | Coal CCS and gas CCS from BNEF Sheet3, Japan, Mid. China 878 vs US 5,646 $/kW, so a 3-country mean is dominated by the US. Japan also matches the model's existing CCS fixed O&M to 0.12%. 2021 omitted
SHEETS
BNEF original |  |  | 2024$ as published, Low / Mid / High, 2018-2050
For GCAM |  |  | 1975$ in GCAM units
For MACRO |  |  | 2021$ in MACRO units
Model input |  |  | Mid only, the 7 model periods
GCAM mapping |  |  | current GCAM values against the Korean values, with the XML line number of each
Generated by build_bnef_harmonised.py, build_mapping.py and build_excel.py

## BNEF original
BNEF original
As published. 2024$. Low / Mid / High. Mid is shaded.
metric | technology | scenario | unit | 2018 | 2019 | 2020 | 2021 | 2022 | 2023 | 2024 | 2025 | 2026 | 2027 | 2028 | 2029 | 2030 | 2031 | 2032 | 2033 | 2034 | 2035 | 2036 | 2037 | 2038 | 2039 | 2040 | 2041 | 2042 | 2043 | 2044 | 2045 | 2046 | 2047 | 2048 | 2049 | 2050
Capex | Coal | Low | 2024$ $/kW | 1440.8729 | 1811.7062 | 1776.366 | 1749.4692 | 1434.9488 | 1358.5467 | 1259.9363 | 1259.9363 | 1259.9363 | 1259.9363 | 1259.9363 | 1259.9363 | 1259.9363 | 1259.9363 | 1259.9363 | 1259.9363 | 1259.9363 | 1259.9363 | 1259.9363 | 1259.9363 | 1259.9363 | 1259.9363 | 1259.9363 | 1259.9363 | 1259.9363 | 1259.9363 | 1259.9363 | 1259.9363 | 1259.9363 | 1259.9363 | 1259.9363 | 1259.9363 | 1259.9363
Capex | Coal | Mid | 2024$ $/kW | 1667.3363 | 1983.8498 | 1945.1517 | 1915.7394 | 1547.8248 | 1443.1621 | 1338.4099 | 1338.4099 | 1338.4099 | 1338.4099 | 1338.4099 | 1338.4099 | 1338.4099 | 1338.4099 | 1338.4099 | 1338.4099 | 1338.4099 | 1338.4099 | 1338.4099 | 1338.4099 | 1338.4099 | 1338.4099 | 1338.4099 | 1338.4099 | 1338.4099 | 1338.4099 | 1338.4099 | 1338.4099 | 1338.4099 | 1338.4099 | 1338.4099 | 1338.4099 | 1338.4099
Capex | Coal | High | 2024$ $/kW | 1893.7996 | 2155.9934 | 2113.9373 | 2081.9087 | 1707.6221 | 1616.702 | 1499.3533 | 1499.3533 | 1499.3533 | 1499.3533 | 1499.3533 | 1499.3533 | 1499.3533 | 1499.3533 | 1499.3533 | 1499.3533 | 1499.3533 | 1499.3533 | 1499.3533 | 1499.3533 | 1499.3533 | 1499.3533 | 1499.3533 | 1499.3533 | 1499.3533 | 1499.3533 | 1499.3533 | 1499.3533 | 1499.3533 | 1499.3533 | 1499.3533 | 1499.3533 | 1499.3533
Capex | Coal CCS | Low † | 2024$ $/kW | 2025: 2217.898; 2030: 1530.9384; 2035: 1530.9384; 2040: 1530.9384; 2045: 1530.9384; 2050: 1530.9384
Capex | Coal CCS | Mid † | 2024$ $/kW | 2025: 2233.539; 2030: 1541.7349; 2035: 1541.7349; 2040: 1541.7349; 2045: 1541.7349; 2050: 1541.7349
Capex | Coal CCS | High † | 2024$ $/kW | 2025: 2772.3724; 2030: 1913.673; 2035: 1913.673; 2040: 1913.673; 2045: 1913.673; 2050: 1913.673
Capex | Gas CCGT | Low | 2024$ $/kW | 849.2375 | 926.4274 | 908.356 | 894.6103 | 733.7769 | 783.4756 | 726.6069 | 726.6069 | 726.6069 | 726.6069 | 726.6069 | 726.6069 | 726.6069 | 726.6069 | 726.6069 | 726.6069 | 726.6069 | 726.6069 | 726.6069 | 726.6069 | 726.6069 | 726.6069 | 726.6069 | 726.6069 | 726.6069 | 726.6069 | 726.6069 | 726.6069 | 726.6069 | 726.6069 | 726.6069 | 726.6069 | 726.6069
Capex | Gas CCGT | Mid | 2024$ $/kW | 905.8533 | 1136.7774 | 1114.6028 | 1097.7062 | 900.36 | 861.8232 | 799.2676 | 799.2676 | 799.2676 | 799.2676 | 799.2676 | 799.2676 | 799.2676 | 799.2676 | 799.2676 | 799.2676 | 799.2676 | 799.2676 | 799.2676 | 799.2676 | 799.2676 | 799.2676 | 799.2676 | 799.2676 | 799.2676 | 799.2676 | 799.2676 | 799.2676 | 799.2676 | 799.2676 | 799.2676 | 799.2676 | 799.2676
Capex | Gas CCGT | High | 2024$ $/kW | 962.4692 | 1173.0078 | 1150.1265 | 1132.7157 | 929.0755 | 940.1708 | 871.9283 | 871.9283 | 871.9283 | 871.9283 | 871.9283 | 871.9283 | 871.9283 | 871.9283 | 871.9283 | 871.9283 | 871.9283 | 871.9283 | 871.9283 | 871.9283 | 871.9283 | 871.9283 | 871.9283 | 871.9283 | 871.9283 | 871.9283 | 871.9283 | 871.9283 | 871.9283 | 871.9283 | 871.9283 | 871.9283 | 871.9283
Capex | Gas CCS | Low † | 2024$ $/kW | 2025: 1800.0714; 2030: 1242.5272; 2035: 1242.5272; 2040: 1242.5272; 2045: 1242.5272; 2050: 1242.5272
Capex | Gas CCS | Mid † | 2024$ $/kW | 2025: 1800.0714; 2030: 1242.5272; 2035: 1242.5272; 2040: 1242.5272; 2045: 1242.5272; 2050: 1242.5272
Capex | Gas CCS | High † | 2024$ $/kW | 2025: 2049.5754; 2030: 1414.7512; 2035: 1414.7512; 2040: 1414.7512; 2045: 1414.7512; 2050: 1414.7512
Capex | Offshore wind | Low | 2024$ $/kW |  |  |  |  | 4551.4523 | 4034.8995 | 5231.5696 | 5127.4349 | 5067.302 | 5023.8613 | 4963.0704 | 4894.3502 | 4830.2742 | 4669.2651 | 4508.2559 | 4347.2468 | 4301.9393 | 4262.0846 | 4219.2948 | 4175.8524 | 4131.0034 | 4128.5025 | 4125.3903 | 4123.84 | 4121.9958 | 4119.5187 | 4119.2675 | 4118.454 | 4116.5531 | 4116.2078 | 4116.2078 | 4116.2078 | 4116.2078
Capex | Offshore wind | Mid | 2024$ $/kW |  |  |  |  | 5213.4817 | 4975.0703 | 5625.0214 | 5513.055 | 5448.3997 | 5401.692 | 5336.3291 | 5262.4407 | 5193.5457 | 5020.4275 | 4847.3094 | 4674.1912 | 4625.4762 | 4582.6242 | 4536.6162 | 4489.9067 | 4441.6847 | 4438.9958 | 4435.6495 | 4433.9825 | 4431.9997 | 4429.3363 | 4429.0662 | 4428.1915 | 4426.1476 | 4425.7764 | 4425.7764 | 4425.7764 | 4425.7764
Capex | Offshore wind | High | 2024$ $/kW |  |  |  |  | 6206.5258 | 5347.2212 | 5812.8551 | 5697.1499 | 5630.3355 | 5582.0681 | 5514.5226 | 5438.1669 | 5366.9714 | 5188.0723 | 5009.1733 | 4830.2742 | 4779.9326 | 4735.6496 | 4688.1053 | 4639.836 | 4590.0038 | 4587.2251 | 4583.767 | 4582.0444 | 4579.9954 | 4577.243 | 4576.9639 | 4576.06 | 4573.9479 | 4573.5642 | 4573.5642 | 4573.5642 | 4573.5642
Capex | Onshore wind | Low | 2024$ $/kW | 2604.3283 | 2206.3768 | 2074.5275 | 2159.0912 | 1998.5013 | 1801.994 | 2034.4993 | 2044.1158 | 2023.5934 | 1928.5378 | 1836.5175 | 1743.6317 | 1649.9007 | 1630.135 | 1610.3039 | 1592.6673 | 1576.4189 | 1561.5326 | 1548.2911 | 1541.101 | 1535.5783 | 1529.788 | 1523.25 | 1517.461 | 1511.8154 | 1505.8161 | 1500.0958 | 1494.9972 | 1489.5161 | 1482.3613 | 1474.22 | 1467.4248 | 1460.9264
Capex | Onshore wind | Mid | 2024$ $/kW | 2830.7916 | 2533.9521 | 2561.1451 | 2370.9646 | 2247.3858 | 2154.558 | 2252.4814 | 2263.1282 | 2240.407 | 2135.1668 | 2033.2873 | 1930.4493 | 1826.6757 | 1804.7924 | 1782.8364 | 1763.3102 | 1745.321 | 1728.8397 | 1714.1795 | 1706.2189 | 1700.1046 | 1693.6939 | 1686.4553 | 1680.0461 | 1673.7956 | 1667.1535 | 1660.8203 | 1655.1755 | 1649.1071 | 1641.1857 | 1632.1721 | 1624.6489 | 1617.4543
Capex | Onshore wind | High | 2024$ $/kW | 3057.255 | 3221.3942 | 2894.094 | 2542.4812 | 2638.2661 | 2507.122 | 2600.0155 | 2612.3051 | 2586.0782 | 2464.6006 | 2347.0021 | 2228.2973 | 2108.5126 | 2083.2528 | 2057.9093 | 2035.3704 | 2014.6056 | 1995.5815 | 1978.6593 | 1969.4705 | 1962.4128 | 1955.013 | 1946.6576 | 1939.2595 | 1932.0446 | 1924.3778 | 1917.0674 | 1910.5517 | 1903.547 | 1894.4034 | 1883.9991 | 1875.3151 | 1867.0104
Capex | Solar PV | Low | 2024$ $/kW | 1677.244 | 1623.8178 | 1219.1051 | 1200.6161 | 1056.0404 | 1034.6487 | 1017.2496 | 858.4713 | 777.3435 | 724.476 | 685.9577 | 656.0112 | 631.714 | 611.3955 | 594.0164 | 578.8893 | 565.5374 | 553.617 | 537.6638 | 526.1907 | 515.1469 | 504.4988 | 494.2188 | 484.2829 | 474.67 | 465.3616 | 456.3411 | 447.5938 | 439.1063 | 430.8664 | 422.8629 | 415.0855 | 407.5248
Capex | Solar PV | Mid | 2024$ $/kW | 1789.0603 | 1824.3021 | 1639.1329 | 1442.7572 | 1265.9451 | 1364.2289 | 1235.2317 | 1006.5428 | 892.9345 | 820.1929 | 767.8765 | 727.6179 | 695.2309 | 668.3436 | 645.4918 | 625.713 | 608.3436 | 592.9078 | 576.0649 | 563.7452 | 551.8941 | 540.4741 | 529.4548 | 518.8099 | 508.5158 | 498.5523 | 488.9012 | 479.5461 | 470.4724 | 461.6666 | 453.1165 | 444.8107 | 436.7389
Capex | Solar PV | High | 2024$ $/kW | 1900.8766 | 1836.8979 | 1792.8016 | 1614.2738 | 1399.5736 | 1488.6037 | 1525.8745 | 1193.3753 | 1033.5633 | 933.3301 | 862.3272 | 808.3423 | 765.3441 | 729.9506 | 700.0924 | 674.4198 | 652.008 | 632.1986 | 614.4659 | 601.2998 | 588.6412 | 576.4493 | 564.6909 | 553.3368 | 542.3616 | 531.743 | 521.4612 | 511.4984 | 501.8385 | 492.4668 | 483.37 | 474.5359 | 465.953
Fixed O&M | Coal | Low | 2024$ $/MW/yr | 24673.7141 | 19066.663 | 17764.2226 | 17381.5766 | 16551.8871 | 15748.0517 | 15439.2664 | 15292.5934 | 15145.9204 | 14999.2473 | 14852.5743 | 14852.5743 | 14852.5743 | 14852.5743 | 14852.5743 | 14852.5743 | 14852.5743 | 14852.5743 | 14852.5743 | 14852.5743 | 14852.5743 | 14852.5743 | 14852.5743 | 14852.5743 | 14852.5743 | 14852.5743 | 14852.5743 | 14852.5743 | 14852.5743 | 14852.5743 | 14852.5743 | 14852.5743 | 14852.5743
Fixed O&M | Coal | Mid | 2024$ $/MW/yr | 25154.844 | 19066.663 | 17764.2226 | 17381.5766 | 17040.7614 | 16706.6288 | 16379.0479 | 16223.4469 | 16067.8459 | 15912.245 | 15756.644 | 15756.644 | 15756.644 | 15756.644 | 15756.644 | 15756.644 | 15756.644 | 15756.644 | 15756.644 | 15756.644 | 15756.644 | 15756.644 | 15756.644 | 15756.644 | 15756.644 | 15756.644 | 15756.644 | 15756.644 | 15756.644 | 15756.644 | 15756.644 | 15756.644 | 15756.644
Fixed O&M | Coal | High | 2024$ $/MW/yr | 25635.9739 | 31166.6606 | 29037.6715 | 28494.3879 | 27935.6744 | 27387.9161 | 26850.8981 | 26595.8146 | 26340.7311 | 26085.6475 | 25830.564 | 25830.564 | 25830.564 | 25830.564 | 25830.564 | 25830.564 | 25830.564 | 25830.564 | 25830.564 | 25830.564 | 25830.564 | 25830.564 | 25830.564 | 25830.564 | 25830.564 | 25830.564 | 25830.564 | 25830.564 | 25830.564 | 25830.564 | 25830.564 | 25830.564 | 25830.564
Fixed O&M | Coal CCS | Low † | 2024$ $/MW/yr | 2025: 57578.5115; 2030: 51182.6507; 2035: 51182.6507; 2040: 51182.6507; 2045: 51182.6507; 2050: 51182.6507
Fixed O&M | Coal CCS | Mid † | 2024$ $/MW/yr | 2025: 60352.9599; 2030: 53648.9115; 2035: 53648.9115; 2040: 53648.9115; 2045: 53648.9115; 2050: 53648.9115
Fixed O&M | Coal CCS | High † | 2024$ $/MW/yr | 2025: 68258.3967; 2030: 60676.2068; 2035: 60676.2068; 2040: 60676.2068; 2045: 60676.2068; 2050: 60676.2068
Fixed O&M | Gas CCGT | Low | 2024$ $/MW/yr | 37472.4811 | 17917.0385 | 17041.2682 | 15840.0302 | 15529.4414 | 16747.4368 | 16419.0557 | 16263.0747 | 16107.0936 | 15951.1126 | 15795.1316 | 15795.1316 | 15795.1316 | 15795.1316 | 15795.1316 | 15795.1316 | 15795.1316 | 15795.1316 | 15795.1316 | 15795.1316 | 15795.1316 | 15795.1316 | 15795.1316 | 15795.1316 | 15795.1316 | 15795.1316 | 15795.1316 | 15795.1316 | 15795.1316 | 15795.1316 | 15795.1316 | 15795.1316 | 15795.1316
Fixed O&M | Gas CCGT | Mid | 2024$ $/MW/yr | 37985.1199 | 19042.4397 | 18111.6607 | 16784.6192 | 16455.509 | 17746.1372 | 17398.1737 | 17232.891 | 17067.6084 | 16902.3257 | 16737.0431 | 16737.0431 | 16737.0431 | 16737.0431 | 16737.0431 | 16737.0431 | 16737.0431 | 16737.0431 | 16737.0431 | 16737.0431 | 16737.0431 | 16737.0431 | 16737.0431 | 16737.0431 | 16737.0431 | 16737.0431 | 16737.0431 | 16737.0431 | 16737.0431 | 16737.0431 | 16737.0431 | 16737.0431 | 16737.0431
Fixed O&M | Gas CCGT | High | 2024$ $/MW/yr | 38497.7587 | 19994.5617 | 19017.2438 | 17656.5475 | 17310.3406 | 16970.9222 | 16638.159 | 16480.0965 | 16322.034 | 16163.9715 | 16005.909 | 16005.909 | 16005.909 | 16005.909 | 16005.909 | 16005.909 | 16005.909 | 16005.909 | 16005.909 | 16005.909 | 16005.909 | 16005.909 | 16005.909 | 16005.909 | 16005.909 | 16005.909 | 16005.909 | 16005.909 | 16005.909 | 16005.909 | 16005.909 | 16005.909 | 16005.909
Fixed O&M | Gas CCS | Low † | 2024$ $/MW/yr | 2025: 18818.211; 2030: 16727.8711; 2035: 16727.8711; 2040: 16727.8711; 2045: 16727.8711; 2050: 16727.8711
Fixed O&M | Gas CCS | Mid † | 2024$ $/MW/yr | 2025: 19772.1295; 2030: 17575.8277; 2035: 17575.8277; 2040: 17575.8277; 2045: 17575.8277; 2050: 17575.8277
Fixed O&M | Gas CCS | High † | 2024$ $/MW/yr | 2025: 21090.2682; 2030: 18747.5466; 2035: 18747.5466; 2040: 18747.5466; 2045: 18747.5466; 2050: 18747.5466
Fixed O&M | Offshore wind | Low | 2024$ $/MW/yr |  |  |  |  | 29064.2756 | 71235.9697 | 69839.186 | 67537.5346 | 65398.9225 | 63408.3069 | 61552.3408 | 59819.1483 | 58198.1348 | 56679.8242 | 55255.7203 | 53918.1875 | 52660.3487 | 51475.9961 | 50359.5148 | 49305.8164 | 48310.2802 | 47368.7031 | 46477.2548 | 45632.4392 | 44831.0594 | 44070.1881 | 43347.1404 | 42659.4502 | 42004.8491 | 41381.248 | 40786.7198 | 40219.485 | 39677.8983
Fixed O&M | Offshore wind | Mid | 2024$ $/MW/yr |  |  |  |  | 36330.3446 | 106853.9546 | 104758.779 | 101528.984 | 98540.1835 | 95768.9844 | 93194.7647 | 90799.2886 | 88566.3829 | 86481.663 | 84532.3008 | 82706.8269 | 80994.9614 | 79387.469 | 77876.0341 | 76453.153 | 75112.0408 | 73846.5499 | 72651.1001 | 71520.6164 | 70450.4752 | 69436.4571 | 68474.7052 | 67561.6883 | 66694.1684 | 65869.172 | 65083.9647 | 64336.0283 | 63623.0408
Fixed O&M | Offshore wind | High | 2024$ $/MW/yr |  |  |  |  | 43596.4135 | 124662.947 | 122218.5755 | 118944.4135 | 115925.3088 | 113135.4413 | 110552.1776 | 108155.6098 | 105928.1716 | 103854.3152 | 101920.2391 | 100113.658 | 98423.6073 | 96840.276 | 95354.8647 | 93959.4622 | 92646.9407 | 91410.8641 | 90245.4091 | 89145.2966 | 88105.7316 | 87122.3512 | 86191.1784 | 85308.5818 | 84471.2407 | 83676.113 | 82920.4082 | 82201.5626 | 81517.2176
Fixed O&M | Onshore wind | Low | 2024$ $/MW/yr | 40978.3215 | 53018.8041 | 45514.5228 | 36823.3546 | 34150.5239 | 35617.9849 | 34919.593 | 35202.425 | 34538.8758 | 33632.1995 | 33134.3651 | 32633.7538 | 32176.3535 | 31723.8695 | 31327.1088 | 30966.1469 | 30639.249 | 30351.5353 | 30196.7642 | 30078.4922 | 29954.9737 | 29816.0777 | 29693.6652 | 29574.7737 | 29448.9401 | 29329.4689 | 29223.4146 | 29109.8143 | 28962.1055 | 28794.8847 | 28656.1179 | 28524.0507 | 28409.6544
Fixed O&M | Onshore wind | Mid | 2024$ $/MW/yr | 46100.6117 | 74660.1618 | 57927.5745 | 45441.5866 | 42143.1997 | 42741.5818 | 40506.7279 | 40834.813 | 40065.0959 | 39013.3514 | 38435.8635 | 37855.1544 | 37324.5701 | 36799.6886 | 36339.4462 | 35920.7304 | 35541.5288 | 35207.7809 | 35028.2465 | 34891.051 | 34747.7695 | 34586.6501 | 34444.6516 | 34306.7374 | 34160.7705 | 34022.1839 | 33899.1609 | 33767.3846 | 33596.0424 | 33402.0663 | 33241.0968 | 33087.8988 | 32955.1991
Fixed O&M | Onshore wind | High | 2024$ $/MW/yr | 61467.4822 | 80713.6884 | 70340.6262 | 54843.2942 | 50862.4824 | 49865.1788 | 48887.4302 | 49283.395 | 48354.4261 | 47085.0792 | 46388.1111 | 45687.2553 | 45046.895 | 44413.4172 | 43857.9523 | 43352.6056 | 42894.9485 | 42492.1494 | 42275.4699 | 42109.8891 | 41936.9632 | 41742.5087 | 41571.1313 | 41404.6831 | 41228.5161 | 41061.2564 | 40912.7804 | 40753.74 | 40546.9478 | 40312.8386 | 40118.5651 | 39933.6709 | 39773.5162
Fixed O&M | Solar PV | Low | 2024$ $/MW/yr | 41986.2388 | 23772.5488 | 38843.4625 | 34756.5447 | 32905.9765 | 30251.3139 | 21370.7909 | 20721.3022 | 20602.9271 | 20574.8098 | 20131.84 | 19746.6324 | 19403.7816 | 19126.8917 | 18874.8785 | 18642.89 | 18427.3858 | 18225.7157 | 18035.8518 | 17856.2117 | 17685.5402 | 17522.826 | 17367.2435 | 17218.1098 | 17074.8541 | 16936.9939 | 16804.1175 | 16675.8703 | 16551.9445 | 16432.0705 | 16316.0105 | 16203.5534 | 16094.5103
Fixed O&M | Solar PV | Mid | 2024$ $/MW/yr | 52482.7985 | 38609.0779 | 48932.6736 | 39721.7654 | 38390.3059 | 34152.7482 | 22439.3305 | 21757.3673 | 21633.0735 | 21603.5503 | 21138.432 | 20733.964 | 20373.9707 | 20083.2363 | 19818.6224 | 19575.0345 | 19348.755 | 19137.0015 | 18937.6444 | 18749.0223 | 18569.8172 | 18398.9673 | 18235.6056 | 18079.0153 | 17928.5968 | 17783.8436 | 17644.3234 | 17509.6639 | 17379.5418 | 17253.6741 | 17131.8111 | 17013.7311 | 16899.2358
Fixed O&M | Solar PV | High | 2024$ $/MW/yr | 62979.3582 | 66589.7724 | 74155.7012 | 48824.67 | 45441.5866 | 41236.0532 | 24932.5894 | 24174.8525 | 24036.7483 | 24003.9447 | 23487.1467 | 23037.7377 | 22637.7452 | 22314.707 | 22020.6916 | 21750.0383 | 21498.6167 | 21263.335 | 21041.8271 | 20832.247 | 20633.1302 | 20443.297 | 20261.784 | 20087.7947 | 19920.6631 | 19759.8262 | 19604.8037 | 19455.1821 | 19310.602 | 19170.7489 | 19035.3456 | 18904.1456 | 18776.9287
LCOE | Coal | Low | 2024$ $/MWh | 50.9676 | 48.4461 | 48.8466 | 47.9248 | 57.8253 | 56.6204 | 69.4667 | 69.2868 | 69.6037 | 69.4543 | 69.5995 | 69.709 | 69.7625 | 69.7789 | 69.7613 | 69.733 | 69.6757 | 69.6128 | 69.5359 | 69.4598 | 69.3759 | 69.2805 | 69.1685 | 68.9527 | 68.761 | 68.6126 | 68.486 | 68.3986 | 68.3207 | 68.2562 | 68.0721 | 67.9069 | 67.7361
LCOE | Coal | Mid | 2024$ $/MWh | 55.2701 | 51.2758 | 51.5167 | 50.5872 | 61.4914 | 61.2506 | 73.8749 | 73.6112 | 73.8959 | 73.6585 | 73.7778 | 73.8677 | 73.9018 | 73.9 | 73.8645 | 73.8215 | 73.7489 | 73.6716 | 73.5802 | 73.4924 | 73.396 | 73.2888 | 73.1646 | 72.95 | 72.7582 | 72.6097 | 72.4822 | 72.3958 | 72.3178 | 72.2532 | 72.0682 | 71.9042 | 71.7332
LCOE | Coal | High | 2024$ $/MWh | 60.7007 | 59.3324 | 59.0532 | 58.0349 | 71.5585 | 72.853 | 86.4463 | 86.0112 | 86.3093 | 85.9102 | 86.0209 | 86.1228 | 86.1626 | 86.1646 | 86.1298 | 86.0918 | 86.02 | 85.943 | 85.8498 | 85.7651 | 85.6683 | 85.5603 | 85.4335 | 85.222 | 85.0298 | 84.8808 | 84.751 | 84.6678 | 84.5895 | 84.5244 | 84.3371 | 84.1762 | 84.0049
LCOE | Gas CCGT | Low | 2024$ $/MWh | 91.3491 | 79.6771 | 73.2099 | 63.8397 | 77.8587 | 80.4437 | 79.7107 | 78.9727 | 78.6344 | 78.0478 | 77.7287 | 77.2792 | 76.9073 | 76.5399 | 76.1796 | 75.8875 | 75.6134 | 75.4666 | 75.3563 | 75.2463 | 75.1625 | 75.0923 | 75.0187 | 74.9377 | 74.8599 | 74.8097 | 74.7665 | 74.7499 | 74.7419 | 74.7385 | 74.7366 | 74.7351 | 74.7391
LCOE | Gas CCGT | Mid | 2024$ $/MWh | 97.2599 | 83.2915 | 76.6974 | 67.1177 | 81.9091 | 84.6007 | 84.0337 | 83.2375 | 82.9069 | 82.2677 | 81.95 | 81.4988 | 81.127 | 80.7572 | 80.393 | 80.0978 | 79.8214 | 79.6743 | 79.5641 | 79.4538 | 79.3714 | 79.3017 | 79.2277 | 79.1447 | 79.066 | 79.0144 | 78.9695 | 78.9522 | 78.9449 | 78.9413 | 78.9388 | 78.937 | 78.942
LCOE | Gas CCGT | High | 2024$ $/MWh | 108.8552 | 89.4662 | 82.6267 | 72.7002 | 88.5988 | 93.663 | 94.5886 | 93.6538 | 93.3417 | 92.569 | 92.2553 | 91.8074 | 91.4419 | 91.0735 | 90.708 | 90.4125 | 90.1378 | 89.9927 | 89.8842 | 89.7753 | 89.6977 | 89.6301 | 89.5569 | 89.4713 | 89.3931 | 89.34 | 89.2928 | 89.2742 | 89.2689 | 89.2649 | 89.2612 | 89.2585 | 89.266
LCOE | Offshore wind | Low | 2024$ $/MWh |  |  |  |  | 138.261 | 148.0863 | 190.8719 | 182.8646 | 177.2254 | 172.6156 | 167.7753 | 162.9639 | 158.494 | 151.526 | 144.75 | 138.1854 | 134.9406 | 131.9834 | 129.0154 | 126.1253 | 123.2811 | 121.6345 | 119.9993 | 118.5412 | 117.1129 | 115.7373 | 114.4272 | 113.1407 | 111.8577 | 110.6716 | 109.4986 | 108.3567 | 107.2385
LCOE | Offshore wind | Mid | 2024$ $/MWh |  |  |  |  | 187.7528 | 219.8818 | 287.9669 | 261.0055 | 245.4451 | 234.2444 | 224.2677 | 215.2846 | 207.3775 | 196.8205 | 186.8945 | 177.5402 | 172.475 | 167.9161 | 163.4667 | 159.22 | 155.1193 | 152.5228 | 149.9958 | 148.2749 | 146.5898 | 144.9697 | 143.4254 | 141.9107 | 140.3996 | 139.0058 | 137.6248 | 136.2818 | 134.9662
LCOE | Offshore wind | High | 2024$ $/MWh |  |  |  |  | 271.2364 | 280.5921 | 421.2522 | 356.2383 | 323.6661 | 303.5061 | 287.4826 | 273.3841 | 262.3435 | 247.8857 | 235.3424 | 223.7852 | 217.1325 | 211.8311 | 206.7491 | 201.4729 | 196.9514 | 193.8419 | 191.3332 | 190.4782 | 189.1889 | 188.4074 | 187.6918 | 186.5626 | 185.8435 | 184.8407 | 184.2423 | 183.6719 | 182.7234
LCOE | Onshore wind | Low | 2024$ $/MWh | 107.0631 | 95.8422 | 73.4767 | 75.7174 | 77.7687 | 78.8008 | 80.5279 | 78.7143 | 76.4157 | 71.8422 | 67.7501 | 63.9684 | 60.1495 | 58.587 | 57.0825 | 55.8215 | 54.5154 | 53.3032 | 52.308 | 51.3956 | 50.6198 | 50.003 | 49.2726 | 48.6254 | 48.0688 | 47.4295 | 46.7994 | 46.2633 | 45.6307 | 44.9635 | 44.341 | 43.6875 | 43.047
LCOE | Onshore wind | Mid | 2024$ $/MWh | 132.8434 | 126.8454 | 104.3425 | 107.5981 | 108.8819 | 109.7926 | 120.9609 | 117.76 | 114.0955 | 107.1096 | 100.8867 | 95.1602 | 89.4008 | 87.0382 | 84.7668 | 82.8643 | 80.9005 | 79.0803 | 77.5814 | 76.21 | 75.0448 | 74.1176 | 73.0211 | 72.0618 | 71.2377 | 70.291 | 69.3562 | 68.5616 | 67.6252 | 66.6376 | 65.7138 | 64.745 | 63.7961
LCOE | Onshore wind | High | 2024$ $/MWh | 169.6709 | 175.7879 | 141.6839 | 142.4762 | 156.4353 | 152.7547 | 170.3117 | 159.6624 | 151.4846 | 140.1379 | 130.5275 | 122.0259 | 113.7998 | 110.1142 | 106.6655 | 103.7772 | 100.8871 | 98.2379 | 96.0374 | 94.0354 | 92.3208 | 90.9266 | 89.3487 | 88.1749 | 87.1662 | 86.008 | 84.8639 | 83.8917 | 82.7453 | 81.5366 | 80.4061 | 79.221 | 78.06
LCOE | Solar PV | Low | 2024$ $/MWh | 118.1207 | 96.9396 | 85.2229 | 76.697 | 72.0827 | 72.9996 | 72.6724 | 62.3672 | 57.3615 | 54.1785 | 51.5751 | 49.5227 | 47.8438 | 46.4561 | 45.2679 | 44.2179 | 43.2864 | 42.453 | 41.4304 | 40.647 | 39.8993 | 39.186 | 38.5062 | 37.8762 | 37.2684 | 36.6832 | 36.1214 | 35.5688 | 35.0339 | 34.5175 | 34.0206 | 33.5304 | 33.0547
LCOE | Solar PV | Mid | 2024$ $/MWh | 150.538 | 131.2713 | 126.3337 | 109.2133 | 99.6352 | 101.2498 | 95.7049 | 77.9517 | 69.6337 | 64.4767 | 60.503 | 57.4352 | 54.9669 | 52.9448 | 51.2319 | 49.7368 | 48.4229 | 47.2564 | 46.0488 | 45.105 | 44.2093 | 43.3591 | 42.5523 | 41.8529 | 41.1783 | 40.5289 | 39.9056 | 39.293 | 38.7001 | 38.1277 | 37.5771 | 37.0342 | 36.5076
LCOE | Solar PV | High | 2024$ $/MWh | 184.2409 | 172.0456 | 175.5512 | 144.4964 | 132.9711 | 139.8383 | 149.0288 | 111.924 | 95.6616 | 86.0025 | 79.0003 | 73.749 | 69.6216 | 66.2933 | 63.5183 | 61.1351 | 59.0683 | 57.2538 | 55.6436 | 54.3582 | 53.1502 | 52.013 | 50.9417 | 50.1076 | 49.3035 | 48.5297 | 47.7871 | 47.0575 | 46.3517 | 45.6705 | 45.0154 | 44.3695 | 43.7432
Short-run marginal cost | Coal | Low | 2024$ $/MWh | 60.52 | 65.0236 | 59.5079 | 60.9242 | 86.5111 | 79.2062 | 58.0469 | 62.3416 | 60.9215 | 54.5807 | 49.7831 | 44.5219 | 42.8982 | 42.5834 | 42.2905 | 41.9962 | 41.7429 | 41.5299 | 41.2964 | 41.0267 | 40.6947 | 40.5051 | 40.3302 | 40.0316 | 39.8363 | 39.6084 | 39.2186 | 38.7647 | 38.2309 | 37.9098 | 37.6108 | 37.397 | 37.2382
Short-run marginal cost | Coal | Mid | 2024$ $/MWh | 71.2 | 76.4983 | 70.0093 | 71.6755 | 101.7777 | 93.1837 | 68.2904 | 73.343 | 71.6724 | 64.2126 | 58.5684 | 52.3787 | 50.4684 | 50.0981 | 49.7535 | 49.4074 | 49.1093 | 48.8587 | 48.584 | 48.2667 | 47.8761 | 47.6531 | 47.4473 | 47.096 | 46.8662 | 46.5981 | 46.1395 | 45.6055 | 44.9775 | 44.5998 | 44.248 | 43.9964 | 43.8097
Short-run marginal cost | Coal | High | 2024$ $/MWh | 81.88 | 87.9731 | 80.5107 | 82.4268 | 117.0444 | 107.1613 | 78.534 | 84.3445 | 82.4232 | 73.8445 | 67.3537 | 60.2355 | 58.0387 | 57.6128 | 57.2166 | 56.8185 | 56.4757 | 56.1875 | 55.8716 | 55.5067 | 55.0575 | 54.8011 | 54.5644 | 54.1604 | 53.8962 | 53.5879 | 53.0605 | 52.4463 | 51.7241 | 51.2897 | 50.8852 | 50.5959 | 50.3811
Short-run marginal cost | Gas CCGT | Low | 2024$ $/MWh | 116.9061 | 88.2571 | 69.3853 | 99.9844 | 142.2219 | 98.6627 | 86.2922 | 82.036 | 79.0143 | 71.3528 | 69.8603 | 69.1597 | 68.843 | 70.2905 | 69.0164 | 67.9254 | 67.3719 | 66.2739 | 65.8377 | 64.1136 | 63.3271 | 63.0367 | 62.4238 | 61.9197 | 61.6972 | 61.5472 | 61.3351 | 60.7186 | 60.3682 | 59.8755 | 59.6556 | 59.3629 | 59.2936
Short-run marginal cost | Gas CCGT | Mid | 2024$ $/MWh | 137.5366 | 103.8319 | 81.6298 | 117.6287 | 167.3199 | 116.0738 | 101.5203 | 96.5129 | 92.958 | 83.9445 | 82.1886 | 81.3644 | 80.9918 | 82.6947 | 81.1957 | 79.9122 | 79.261 | 77.9692 | 77.4562 | 75.4278 | 74.5025 | 74.1609 | 73.4398 | 72.8467 | 72.585 | 72.4085 | 72.159 | 71.4337 | 71.0214 | 70.4418 | 70.1831 | 69.8387 | 69.7572
Short-run marginal cost | Gas CCGT | High | 2024$ $/MWh | 158.1671 | 119.4067 | 93.8742 | 135.273 | 192.4179 | 133.4848 | 116.7483 | 110.9899 | 106.9017 | 96.5362 | 94.5169 | 93.5691 | 93.1406 | 95.0989 | 93.3751 | 91.899 | 91.1502 | 89.6646 | 89.0746 | 86.7419 | 85.6779 | 85.285 | 84.4558 | 83.7737 | 83.4727 | 83.2698 | 82.9828 | 82.1487 | 81.6747 | 81.0081 | 80.7105 | 80.3145 | 80.2207
Short-run marginal cost | Gas CT | Low | 2024$ $/MWh | 165.7024 | 122.3514 | 89.3015 | 129.7742 | 184.037 | 123.9374 | 109.0067 | 104.0291 | 100.4149 | 90.6608 | 89.2395 | 87.9733 | 87.6809 | 89.019 | 87.2463 | 86.7654 | 86.0419 | 84.9026 | 84.6602 | 82.2235 | 81.4856 | 81.6337 | 81.2271 | 80.8817 | 80.8084 | 80.9134 | 80.7933 | 80.221 | 80.5985 | 80.2042 | 80.32 | 80.1157 | 80.1471
Short-run marginal cost | Gas CT | Mid | 2024$ $/MWh | 194.944 | 143.9429 | 105.0606 | 152.6755 | 216.5141 | 145.8086 | 128.2432 | 122.3872 | 118.1352 | 106.6597 | 104.9876 | 103.498 | 103.154 | 104.7282 | 102.6427 | 102.0769 | 101.2258 | 99.8855 | 99.6003 | 96.7335 | 95.8654 | 96.0397 | 95.5613 | 95.1549 | 95.0687 | 95.1922 | 95.0509 | 94.3776 | 94.8217 | 94.3579 | 94.4941 | 94.2537 | 94.2907
Short-run marginal cost | Gas CT | High | 2024$ $/MWh | 224.1856 | 165.5343 | 120.8197 | 175.5768 | 248.9912 | 167.6799 | 147.4797 | 140.7453 | 135.8554 | 122.6587 | 120.7358 | 119.0227 | 118.6271 | 120.4374 | 118.0391 | 117.3885 | 116.4097 | 114.8683 | 114.5403 | 111.2435 | 110.2452 | 110.4456 | 109.8955 | 109.4282 | 109.329 | 109.4711 | 109.3085 | 108.5343 | 109.045 | 108.5116 | 108.6682 | 108.3918 | 108.4343
Variable O&M | Coal | Low | 2024$ $/MWh | 0.8696 | 1.7071 | 1.5905 | 1.5601 | 1.5295 | 1.4995 | 1.4701 | 1.4142 | 1.4142 | 1.4142 | 1.4142 | 1.4142 | 1.4142 | 1.4142 | 1.4142 | 1.4142 | 1.4142 | 1.4142 | 1.4142 | 1.4142 | 1.4142 | 1.4142 | 1.4142 | 1.4142 | 1.4142 | 1.4142 | 1.4142 | 1.4142 | 1.4142 | 1.4142 | 1.4142 | 1.4142 | 1.4142
Variable O&M | Coal | Mid | 2024$ $/MWh | 1.0462 | 1.8138 | 1.6899 | 1.6598 | 1.6273 | 1.5953 | 1.5641 | 1.5046 | 1.5046 | 1.5046 | 1.5046 | 1.5046 | 1.5046 | 1.5046 | 1.5046 | 1.5046 | 1.5046 | 1.5046 | 1.5046 | 1.5046 | 1.5046 | 1.5046 | 1.5046 | 1.5046 | 1.5046 | 1.5046 | 1.5046 | 1.5046 | 1.5046 | 1.5046 | 1.5046 | 1.5046 | 1.5046
Variable O&M | Coal | High | 2024$ $/MWh | 1.2815 | 3.3884 | 3.157 | 3.0988 | 3.038 | 2.9784 | 2.92 | 2.8091 | 2.8091 | 2.8091 | 2.8091 | 2.8091 | 2.8091 | 2.8091 | 2.8091 | 2.8091 | 2.8091 | 2.8091 | 2.8091 | 2.8091 | 2.8091 | 2.8091 | 2.8091 | 2.8091 | 2.8091 | 2.8091 | 2.8091 | 2.8091 | 2.8091 | 2.8091 | 2.8091 | 2.8091 | 2.8091
Variable O&M | Coal CCS | Low † | 2024$ $/MWh | 2025: 21.0656; 2030: 20.7665; 2035: 20.7643; 2040: 20.7532; 2045: 20.7444; 2050: 20.7394
Variable O&M | Coal CCS | Mid † | 2024$ $/MWh | 2025: 21.483; 2030: 21.1485; 2035: 21.1463; 2040: 21.1353; 2045: 21.1265; 2050: 21.1215
Variable O&M | Coal CCS | High † | 2024$ $/MWh | 2025: 22.3178; 2030: 21.9126; 2035: 21.9104; 2040: 21.8994; 2045: 21.8906; 2050: 21.8855
Variable O&M | Gas CCGT | Low | 2024$ $/MWh | 1.0589 | 1.9479 | 1.8527 | 1.7221 | 1.6206 | 1.5225 | 1.4926 | 1.4359 | 1.4359 | 1.4359 | 1.4359 | 1.4359 | 1.4359 | 1.4359 | 1.4359 | 1.4359 | 1.4359 | 1.4359 | 1.4359 | 1.4359 | 1.4359 | 1.4359 | 1.4359 | 1.4359 | 1.4359 | 1.4359 | 1.4359 | 1.4359 | 1.4359 | 1.4359 | 1.4359 | 1.4359 | 1.4359
Variable O&M | Gas CCGT | Mid | 2024$ $/MWh | 1.5605 | 2.2295 | 2.1206 | 1.9691 | 1.9305 | 1.8926 | 1.8555 | 1.785 | 1.785 | 1.785 | 1.785 | 1.785 | 1.785 | 1.785 | 1.785 | 1.785 | 1.785 | 1.785 | 1.785 | 1.785 | 1.785 | 1.785 | 1.785 | 1.785 | 1.785 | 1.785 | 1.785 | 1.785 | 1.785 | 1.785 | 1.785 | 1.785 | 1.785
Variable O&M | Gas CCGT | High | 2024$ $/MWh | 2.731 | 3.0433 | 2.8946 | 2.6884 | 2.6357 | 2.584 | 2.5334 | 2.4371 | 2.4371 | 2.4371 | 2.4371 | 2.4371 | 2.4371 | 2.4371 | 2.4371 | 2.4371 | 2.4371 | 2.4371 | 2.4371 | 2.4371 | 2.4371 | 2.4371 | 2.4371 | 2.4371 | 2.4371 | 2.4371 | 2.4371 | 2.4371 | 2.4371 | 2.4371 | 2.4371 | 2.4371 | 2.4371
Variable O&M | Gas CCS | Low † | 2024$ $/MWh | 2025: 9.6436; 2030: 9.4531; 2035: 9.3764; 2040: 9.3205; 2045: 9.2798; 2050: 9.2501
Variable O&M | Gas CCS | Mid † | 2024$ $/MWh | 2025: 9.6436; 2030: 9.4531; 2035: 9.3764; 2040: 9.3205; 2045: 9.2798; 2050: 9.2501
Variable O&M | Gas CCS | High † | 2024$ $/MWh | 2025: 9.6853; 2030: 9.4913; 2035: 9.4146; 2040: 9.3587; 2045: 9.318; 2050: 9.2883
Variable O&M | Offshore wind | Low | 2024$ $/MWh |  |  |  |  | 0 | 0 | 0 | 0 | 0 | 0 | 0 | 0 | 0 | 0 | 0 | 0 | 0 | 0 | 0 | 0 | 0 | 0 | 0 | 0 | 0 | 0 | 0 | 0 | 0 | 0 | 0 | 0 | 0
Variable O&M | Offshore wind | Mid | 2024$ $/MWh |  |  |  |  | 0 | 0 | 0 | 0 | 0 | 0 | 0 | 0 | 0 | 0 | 0 | 0 | 0 | 0 | 0 | 0 | 0 | 0 | 0 | 0 | 0 | 0 | 0 | 0 | 0 | 0 | 0 | 0 | 0
Variable O&M | Offshore wind | High | 2024$ $/MWh |  |  |  |  | 0 | 0 | 0 | 0 | 0 | 0 | 0 | 0 | 0 | 0 | 0 | 0 | 0 | 0 | 0 | 0 | 0 | 0 | 0 | 0 | 0 | 0 | 0 | 0 | 0 | 0 | 0 | 0 | 0
Variable O&M | Onshore wind | Low | 2024$ $/MWh | 0 | 0 | 0 | 0 | 0 | 0 | 0 | 0 | 0 | 0 | 0 | 0 | 0 | 0 | 0 | 0 | 0 | 0 | 0 | 0 | 0 | 0 | 0 | 0 | 0 | 0 | 0 | 0 | 0 | 0 | 0 | 0 | 0
Variable O&M | Onshore wind | Mid | 2024$ $/MWh | 0 | 0 | 0 | 0 | 0 | 0 | 0 | 0 | 0 | 0 | 0 | 0 | 0 | 0 | 0 | 0 | 0 | 0 | 0 | 0 | 0 | 0 | 0 | 0 | 0 | 0 | 0 | 0 | 0 | 0 | 0 | 0 | 0
Variable O&M | Onshore wind | High | 2024$ $/MWh | 0 | 0 | 0 | 0 | 0 | 0 | 0 | 0 | 0 | 0 | 0 | 0 | 0 | 0 | 0 | 0 | 0 | 0 | 0 | 0 | 0 | 0 | 0 | 0 | 0 | 0 | 0 | 0 | 0 | 0 | 0 | 0 | 0
Variable O&M | Solar PV | Low | 2024$ $/MWh | 0 | 0 | 0 | 0 | 0 | 0 | 0 | 0 | 0 | 0 | 0 | 0 | 0 | 0 | 0 | 0 | 0 | 0 | 0 | 0 | 0 | 0 | 0 | 0 | 0 | 0 | 0 | 0 | 0 | 0 | 0 | 0 | 0
Variable O&M | Solar PV | Mid | 2024$ $/MWh | 0 | 0 | 0 | 0 | 0 | 0 | 0 | 0 | 0 | 0 | 0 | 0 | 0 | 0 | 0 | 0 | 0 | 0 | 0 | 0 | 0 | 0 | 0 | 0 | 0 | 0 | 0 | 0 | 0 | 0 | 0 | 0 | 0
Variable O&M | Solar PV | High | 2024$ $/MWh | 0 | 0 | 0 | 0 | 0 | 0 | 0 | 0 | 0 | 0 | 0 | 0 | 0 | 0 | 0 | 0 | 0 | 0 | 0 | 0 | 0 | 0 | 0 | 0 | 0 | 0 | 0 | 0 | 0 | 0 | 0 | 0 | 0
† CCS has no South Korea row in BNEF. Japan is used as the proxy (China is 878 $/kW against the United States at 5,646, so a three-country mean is dominated by the US). 2021 omitted: the first year available, 2022, is a first-of-a-kind cost.

## For GCAM
For GCAM
1975$, GCAM units. Variable terms are $/GJ — multiply by 3.6 for $/MWh.
metric | technology | scenario | unit | 2018 | 2019 | 2020 | 2021 | 2022 | 2023 | 2024 | 2025 | 2026 | 2027 | 2028 | 2029 | 2030 | 2031 | 2032 | 2033 | 2034 | 2035 | 2036 | 2037 | 2038 | 2039 | 2040 | 2041 | 2042 | 2043 | 2044 | 2045 | 2046 | 2047 | 2048 | 2049 | 2050
Capex | Coal | Low | 1975$ $/kW | 248.7221 | 312.735 | 306.6346 | 301.9917 | 247.6995 | 234.511 | 217.489 | 217.489 | 217.489 | 217.489 | 217.489 | 217.489 | 217.489 | 217.489 | 217.489 | 217.489 | 217.489 | 217.489 | 217.489 | 217.489 | 217.489 | 217.489 | 217.489 | 217.489 | 217.489 | 217.489 | 217.489 | 217.489 | 217.489 | 217.489 | 217.489 | 217.489 | 217.489
Capex | Coal | Mid | 1975$ $/kW | 287.814 | 342.4503 | 335.7702 | 330.6931 | 267.184 | 249.1173 | 231.035 | 231.035 | 231.035 | 231.035 | 231.035 | 231.035 | 231.035 | 231.035 | 231.035 | 231.035 | 231.035 | 231.035 | 231.035 | 231.035 | 231.035 | 231.035 | 231.035 | 231.035 | 231.035 | 231.035 | 231.035 | 231.035 | 231.035 | 231.035 | 231.035 | 231.035 | 231.035
Capex | Coal | High | 1975$ $/kW | 326.9059 | 372.1655 | 364.9058 | 359.3771 | 294.7681 | 279.0736 | 258.8169 | 258.8169 | 258.8169 | 258.8169 | 258.8169 | 258.8169 | 258.8169 | 258.8169 | 258.8169 | 258.8169 | 258.8169 | 258.8169 | 258.8169 | 258.8169 | 258.8169 | 258.8169 | 258.8169 | 258.8169 | 258.8169 | 258.8169 | 258.8169 | 258.8169 | 258.8169 | 258.8169 | 258.8169 | 258.8169 | 258.8169
Capex | Coal CCS | Low † | 1975$ $/kW | 2025: 382.8514; 2030: 264.2691; 2035: 264.2691; 2040: 264.2691; 2045: 264.2691; 2050: 264.2691
Capex | Coal CCS | Mid † | 1975$ $/kW | 2025: 385.5514; 2030: 266.1328; 2035: 266.1328; 2040: 266.1328; 2045: 266.1328; 2050: 266.1328
Capex | Coal CCS | High † | 1975$ $/kW | 2025: 478.5643; 2030: 330.3364; 2035: 330.3364; 2040: 330.3364; 2045: 330.3364; 2050: 330.3364
Capex | Gas CCGT | Low | 1975$ $/kW | 146.5946 | 159.919 | 156.7995 | 154.4268 | 126.6639 | 135.2428 | 125.4262 | 125.4262 | 125.4262 | 125.4262 | 125.4262 | 125.4262 | 125.4262 | 125.4262 | 125.4262 | 125.4262 | 125.4262 | 125.4262 | 125.4262 | 125.4262 | 125.4262 | 125.4262 | 125.4262 | 125.4262 | 125.4262 | 125.4262 | 125.4262 | 125.4262 | 125.4262 | 125.4262 | 125.4262 | 125.4262 | 125.4262
Capex | Gas CCGT | Mid | 1975$ $/kW | 156.3675 | 196.2294 | 192.4017 | 189.485 | 155.4193 | 148.7671 | 137.9688 | 137.9688 | 137.9688 | 137.9688 | 137.9688 | 137.9688 | 137.9688 | 137.9688 | 137.9688 | 137.9688 | 137.9688 | 137.9688 | 137.9688 | 137.9688 | 137.9688 | 137.9688 | 137.9688 | 137.9688 | 137.9688 | 137.9688 | 137.9688 | 137.9688 | 137.9688 | 137.9688 | 137.9688 | 137.9688 | 137.9688
Capex | Gas CCGT | High | 1975$ $/kW | 166.1405 | 202.4835 | 198.5337 | 195.5283 | 160.3761 | 162.2914 | 150.5114 | 150.5114 | 150.5114 | 150.5114 | 150.5114 | 150.5114 | 150.5114 | 150.5114 | 150.5114 | 150.5114 | 150.5114 | 150.5114 | 150.5114 | 150.5114 | 150.5114 | 150.5114 | 150.5114 | 150.5114 | 150.5114 | 150.5114 | 150.5114 | 150.5114 | 150.5114 | 150.5114 | 150.5114 | 150.5114 | 150.5114
Capex | Gas CCS | Low † | 1975$ $/kW | 2025: 310.7266; 2030: 214.4839; 2035: 214.4839; 2040: 214.4839; 2045: 214.4839; 2050: 214.4839
Capex | Gas CCS | Mid † | 1975$ $/kW | 2025: 310.7266; 2030: 214.4839; 2035: 214.4839; 2040: 214.4839; 2045: 214.4839; 2050: 214.4839
Capex | Gas CCS | High † | 1975$ $/kW | 2025: 353.7958; 2030: 244.213; 2035: 244.213; 2040: 244.213; 2045: 244.213; 2050: 244.213
Capex | Nuclear | Mid * | 1975$ $/kW | 2021: 572.5782; 2025: 572.5782; 2030: 562.2179; 2035: 551.8575; 2040: 541.4973; 2045: 531.137; 2050: 520.7767
Capex | Offshore wind | Low | 1975$ $/kW |  |  |  |  | 785.6674 | 696.5005 | 903.0686 | 885.0929 | 874.7128 | 867.2142 | 856.7205 | 844.8581 | 833.7973 | 806.0041 | 778.2108 | 750.4176 | 742.5967 | 735.717 | 728.3306 | 720.8317 | 713.0899 | 712.6582 | 712.1209 | 711.8533 | 711.535 | 711.1074 | 711.064 | 710.9236 | 710.5955 | 710.5359 | 710.5359 | 710.5359 | 710.5359
Capex | Offshore wind | Mid | 1975$ $/kW |  |  |  |  | 899.9462 | 858.7919 | 970.9858 | 951.6583 | 940.4976 | 932.4349 | 921.152 | 908.3975 | 896.5049 | 866.6214 | 836.7379 | 806.8544 | 798.4453 | 791.0482 | 783.1064 | 775.0434 | 766.7194 | 766.2552 | 765.6776 | 765.3898 | 765.0476 | 764.5878 | 764.5412 | 764.3902 | 764.0374 | 763.9733 | 763.9733 | 763.9733 | 763.9733
Capex | Offshore wind | High | 1975$ $/kW |  |  |  |  | 1071.3646 | 923.0322 | 1003.4095 | 983.4366 | 971.9032 | 963.5713 | 951.9116 | 938.7312 | 926.4415 | 895.5601 | 864.6787 | 833.7973 | 825.1074 | 817.4633 | 809.2563 | 800.9241 | 792.3221 | 791.8424 | 791.2455 | 790.9481 | 790.5944 | 790.1193 | 790.0712 | 789.9151 | 789.5505 | 789.4843 | 789.4843 | 789.4843 | 789.4843
Capex | Onshore wind | Low | 1975$ $/kW | 449.5567 | 380.8627 | 358.103 | 372.7003 | 344.9794 | 311.0585 | 351.1933 | 352.8533 | 349.3108 | 332.9024 | 317.0179 | 300.984 | 284.8043 | 281.3924 | 277.9691 | 274.9247 | 272.1199 | 269.5503 | 267.2645 | 266.0234 | 265.0701 | 264.0706 | 262.942 | 261.9427 | 260.9681 | 259.9325 | 258.9451 | 258.065 | 257.1188 | 255.8838 | 254.4784 | 253.3055 | 252.1837
Capex | Onshore wind | Mid | 1975$ $/kW | 488.6486 | 437.4084 | 442.1024 | 409.2737 | 387.9416 | 371.9177 | 388.8212 | 390.659 | 386.7369 | 368.5705 | 350.9841 | 333.2323 | 315.319 | 311.5415 | 307.7515 | 304.3809 | 301.2756 | 298.4307 | 295.9 | 294.5259 | 293.4704 | 292.3638 | 291.1143 | 290.008 | 288.929 | 287.7825 | 286.6892 | 285.7148 | 284.6673 | 283.2999 | 281.744 | 280.4453 | 279.2034
Capex | Onshore wind | High | 1975$ $/kW | 527.7404 | 556.074 | 499.5757 | 438.8807 | 455.415 | 432.777 | 448.8122 | 450.9336 | 446.4064 | 425.437 | 405.1373 | 384.6466 | 363.9694 | 359.6091 | 355.2343 | 351.3437 | 347.7593 | 344.4754 | 341.5543 | 339.9681 | 338.7498 | 337.4725 | 336.0302 | 334.7531 | 333.5077 | 332.1843 | 330.9224 | 329.7976 | 328.5885 | 327.0101 | 325.2141 | 323.7151 | 322.2816
Capex | Solar PV | Low | 1975$ $/kW | 289.5243 | 280.3019 | 210.4408 | 207.2492 | 182.2927 | 178.6001 | 175.5967 | 148.1885 | 134.1843 | 125.0584 | 118.4094 | 113.24 | 109.0459 | 105.5385 | 102.5385 | 99.9273 | 97.6225 | 95.5648 | 92.811 | 90.8305 | 88.9242 | 87.0861 | 85.3116 | 83.5965 | 81.9371 | 80.3303 | 78.7732 | 77.2632 | 75.7981 | 74.3758 | 72.9942 | 71.6517 | 70.3465
Capex | Solar PV | Mid | 1975$ $/kW | 308.8259 | 314.9093 | 282.9456 | 249.0474 | 218.5262 | 235.4919 | 213.2245 | 173.7485 | 154.1375 | 141.5809 | 132.5501 | 125.6007 | 120.0101 | 115.3688 | 111.4242 | 108.01 | 105.0117 | 102.3472 | 99.4398 | 97.3132 | 95.2674 | 93.2961 | 91.394 | 89.5565 | 87.7795 | 86.0596 | 84.3937 | 82.7788 | 81.2125 | 79.6925 | 78.2165 | 76.7828 | 75.3895
Capex | Solar PV | High | 1975$ $/kW | 328.1275 | 317.0836 | 309.4717 | 278.6544 | 241.5931 | 256.9614 | 263.395 | 205.9993 | 178.4127 | 161.1105 | 148.8541 | 139.5353 | 132.113 | 126.0034 | 120.8493 | 116.4177 | 112.549 | 109.1295 | 106.0685 | 103.7958 | 101.6107 | 99.5061 | 97.4764 | 95.5165 | 93.6219 | 91.789 | 90.0141 | 88.2944 | 86.6269 | 85.0092 | 83.4389 | 81.9139 | 80.4324
Fixed O&M | Coal | Low | 1975$ $/kW/yr | 4.2592 | 3.2913 | 3.0664 | 3.0004 | 2.8572 | 2.7184 | 2.6651 | 2.6398 | 2.6145 | 2.5892 | 2.5638 | 2.5638 | 2.5638 | 2.5638 | 2.5638 | 2.5638 | 2.5638 | 2.5638 | 2.5638 | 2.5638 | 2.5638 | 2.5638 | 2.5638 | 2.5638 | 2.5638 | 2.5638 | 2.5638 | 2.5638 | 2.5638 | 2.5638 | 2.5638 | 2.5638 | 2.5638
Fixed O&M | Coal | Mid | 1975$ $/kW/yr | 4.3422 | 3.2913 | 3.0664 | 3.0004 | 2.9416 | 2.8839 | 2.8273 | 2.8005 | 2.7736 | 2.7468 | 2.7199 | 2.7199 | 2.7199 | 2.7199 | 2.7199 | 2.7199 | 2.7199 | 2.7199 | 2.7199 | 2.7199 | 2.7199 | 2.7199 | 2.7199 | 2.7199 | 2.7199 | 2.7199 | 2.7199 | 2.7199 | 2.7199 | 2.7199 | 2.7199 | 2.7199 | 2.7199
Fixed O&M | Coal | High | 1975$ $/kW/yr | 4.4253 | 5.38 | 5.0125 | 4.9187 | 4.8222 | 4.7277 | 4.635 | 4.5909 | 4.5469 | 4.5029 | 4.4588 | 4.4588 | 4.4588 | 4.4588 | 4.4588 | 4.4588 | 4.4588 | 4.4588 | 4.4588 | 4.4588 | 4.4588 | 4.4588 | 4.4588 | 4.4588 | 4.4588 | 4.4588 | 4.4588 | 4.4588 | 4.4588 | 4.4588 | 4.4588 | 4.4588 | 4.4588
Fixed O&M | Coal CCS | Low † | 1975$ $/kW/yr | 2025: 9.9391; 2030: 8.8351; 2035: 8.8351; 2040: 8.8351; 2045: 8.8351; 2050: 8.8351
Fixed O&M | Coal CCS | Mid † | 1975$ $/kW/yr | 2025: 10.4181; 2030: 9.2608; 2035: 9.2608; 2040: 9.2608; 2045: 9.2608; 2050: 9.2608
Fixed O&M | Coal CCS | High † | 1975$ $/kW/yr | 2025: 11.7827; 2030: 10.4739; 2035: 10.4739; 2040: 10.4739; 2045: 10.4739; 2050: 10.4739
Fixed O&M | Gas CCGT | Low | 1975$ $/kW/yr | 6.4685 | 3.0928 | 2.9416 | 2.7343 | 2.6807 | 2.8909 | 2.8342 | 2.8073 | 2.7804 | 2.7535 | 2.7265 | 2.7265 | 2.7265 | 2.7265 | 2.7265 | 2.7265 | 2.7265 | 2.7265 | 2.7265 | 2.7265 | 2.7265 | 2.7265 | 2.7265 | 2.7265 | 2.7265 | 2.7265 | 2.7265 | 2.7265 | 2.7265 | 2.7265 | 2.7265 | 2.7265 | 2.7265
Fixed O&M | Gas CCGT | Mid | 1975$ $/kW/yr | 6.557 | 3.2871 | 3.1264 | 2.8973 | 2.8405 | 3.0633 | 3.0033 | 2.9747 | 2.9462 | 2.9177 | 2.8891 | 2.8891 | 2.8891 | 2.8891 | 2.8891 | 2.8891 | 2.8891 | 2.8891 | 2.8891 | 2.8891 | 2.8891 | 2.8891 | 2.8891 | 2.8891 | 2.8891 | 2.8891 | 2.8891 | 2.8891 | 2.8891 | 2.8891 | 2.8891 | 2.8891 | 2.8891
Fixed O&M | Gas CCGT | High | 1975$ $/kW/yr | 6.6454 | 3.4514 | 3.2827 | 3.0479 | 2.9881 | 2.9295 | 2.8721 | 2.8448 | 2.8175 | 2.7902 | 2.7629 | 2.7629 | 2.7629 | 2.7629 | 2.7629 | 2.7629 | 2.7629 | 2.7629 | 2.7629 | 2.7629 | 2.7629 | 2.7629 | 2.7629 | 2.7629 | 2.7629 | 2.7629 | 2.7629 | 2.7629 | 2.7629 | 2.7629 | 2.7629 | 2.7629 | 2.7629
Fixed O&M | Gas CCS | Low † | 1975$ $/kW/yr | 2025: 3.2484; 2030: 2.8875; 2035: 2.8875; 2040: 2.8875; 2045: 2.8875; 2050: 2.8875
Fixed O&M | Gas CCS | Mid † | 1975$ $/kW/yr | 2025: 3.413; 2030: 3.0339; 2035: 3.0339; 2040: 3.0339; 2045: 3.0339; 2050: 3.0339
Fixed O&M | Gas CCS | High † | 1975$ $/kW/yr | 2025: 3.6406; 2030: 3.2362; 2035: 3.2362; 2040: 3.2362; 2045: 3.2362; 2050: 3.2362
Fixed O&M | Nuclear | Mid * | 1975$ $/kW/yr | 2021: 39.5014; 2025: 39.5014; 2030: 39.5014; 2035: 39.5014; 2040: 39.5014; 2045: 39.5014; 2050: 39.5014
Fixed O&M | Offshore wind | Low | 1975$ $/kW/yr |  |  |  |  | 5.017 | 12.2967 | 12.0556 | 11.6583 | 11.2891 | 10.9455 | 10.6251 | 10.3259 | 10.0461 | 9.784 | 9.5382 | 9.3073 | 9.0902 | 8.8857 | 8.693 | 8.5111 | 8.3393 | 8.1767 | 8.0229 | 7.877 | 7.7387 | 7.6074 | 7.4825 | 7.3638 | 7.2508 | 7.1432 | 7.0406 | 6.9426 | 6.8492
Fixed O&M | Offshore wind | Mid | 1975$ $/kW/yr |  |  |  |  | 6.2713 | 18.445 | 18.0834 | 17.5258 | 17.0099 | 16.5316 | 16.0872 | 15.6737 | 15.2882 | 14.9284 | 14.5919 | 14.2768 | 13.9813 | 13.7038 | 13.4429 | 13.1973 | 12.9658 | 12.7473 | 12.541 | 12.3458 | 12.1611 | 11.9861 | 11.82 | 11.6624 | 11.5127 | 11.3703 | 11.2347 | 11.1056 | 10.9825
Fixed O&M | Offshore wind | High | 1975$ $/kW/yr |  |  |  |  | 7.5256 | 21.5192 | 21.0973 | 20.5321 | 20.0109 | 19.5293 | 19.0834 | 18.6697 | 18.2852 | 17.9272 | 17.5934 | 17.2815 | 16.9898 | 16.7165 | 16.4601 | 16.2192 | 15.9926 | 15.7793 | 15.5781 | 15.3882 | 15.2087 | 15.039 | 14.8782 | 14.7259 | 14.5813 | 14.4441 | 14.3136 | 14.1896 | 14.0714
Fixed O&M | Onshore wind | Low | 1975$ $/kW/yr | 7.0736 | 9.1521 | 7.8567 | 6.3564 | 5.895 | 6.1483 | 6.0278 | 6.0766 | 5.9621 | 5.8056 | 5.7196 | 5.6332 | 5.5543 | 5.4761 | 5.4077 | 5.3453 | 5.2889 | 5.2393 | 5.2125 | 5.1921 | 5.1708 | 5.1468 | 5.1257 | 5.1052 | 5.0834 | 5.0628 | 5.0445 | 5.0249 | 4.9994 | 4.9705 | 4.9466 | 4.9238 | 4.904
Fixed O&M | Onshore wind | Mid | 1975$ $/kW/yr | 7.9578 | 12.8878 | 9.9994 | 7.8441 | 7.2747 | 7.378 | 6.9922 | 7.0489 | 6.916 | 6.7344 | 6.6348 | 6.5345 | 6.4429 | 6.3523 | 6.2729 | 6.2006 | 6.1351 | 6.0775 | 6.0465 | 6.0229 | 5.9981 | 5.9703 | 5.9458 | 5.922 | 5.8968 | 5.8729 | 5.8516 | 5.8289 | 5.7993 | 5.7658 | 5.738 | 5.7116 | 5.6887
Fixed O&M | Onshore wind | High | 1975$ $/kW/yr | 10.6105 | 13.9327 | 12.1421 | 9.467 | 8.7798 | 8.6077 | 8.4389 | 8.5073 | 8.3469 | 8.1278 | 8.0075 | 7.8865 | 7.776 | 7.6666 | 7.5707 | 7.4835 | 7.4045 | 7.335 | 7.2976 | 7.269 | 7.2391 | 7.2056 | 7.176 | 7.1472 | 7.1168 | 7.088 | 7.0623 | 7.0349 | 6.9992 | 6.9588 | 6.9252 | 6.8933 | 6.8657
Fixed O&M | Solar PV | Low | 1975$ $/kW/yr | 7.2476 | 4.1036 | 6.7051 | 5.9996 | 5.6802 | 5.222 | 3.689 | 3.5769 | 3.5565 | 3.5516 | 3.4751 | 3.4086 | 3.3495 | 3.3017 | 3.2582 | 3.2181 | 3.1809 | 3.1461 | 3.1133 | 3.0823 | 3.0529 | 3.0248 | 2.9979 | 2.9722 | 2.9474 | 2.9236 | 2.9007 | 2.8786 | 2.8572 | 2.8365 | 2.8165 | 2.797 | 2.7782
Fixed O&M | Solar PV | Mid | 1975$ $/kW/yr | 9.0595 | 6.6647 | 8.4467 | 6.8567 | 6.6269 | 5.8954 | 3.8735 | 3.7557 | 3.7343 | 3.7292 | 3.6489 | 3.5791 | 3.5169 | 3.4667 | 3.4211 | 3.379 | 3.34 | 3.3034 | 3.269 | 3.2364 | 3.2055 | 3.176 | 3.1478 | 3.1208 | 3.0948 | 3.0698 | 3.0457 | 3.0225 | 3 | 2.9783 | 2.9573 | 2.9369 | 2.9171
Fixed O&M | Solar PV | High | 1975$ $/kW/yr | 10.8714 | 11.4947 | 12.8007 | 8.4281 | 7.8441 | 7.1181 | 4.3038 | 4.173 | 4.1492 | 4.1435 | 4.0543 | 3.9768 | 3.9077 | 3.8519 | 3.8012 | 3.7545 | 3.7111 | 3.6705 | 3.6322 | 3.596 | 3.5617 | 3.5289 | 3.4976 | 3.4675 | 3.4387 | 3.4109 | 3.3842 | 3.3583 | 3.3334 | 3.3092 | 3.2859 | 3.2632 | 3.2413
LCOE | Coal | Low | 1975$ $/GJ | 2.4439 | 2.323 | 2.3422 | 2.298 | 2.7727 | 2.7149 | 3.3309 | 3.3223 | 3.3375 | 3.3303 | 3.3373 | 3.3425 | 3.3451 | 3.3459 | 3.345 | 3.3437 | 3.3409 | 3.3379 | 3.3342 | 3.3306 | 3.3266 | 3.322 | 3.3166 | 3.3063 | 3.2971 | 3.29 | 3.2839 | 3.2797 | 3.276 | 3.2729 | 3.264 | 3.2561 | 3.2479
LCOE | Coal | Mid | 1975$ $/GJ | 2.6502 | 2.4587 | 2.4702 | 2.4256 | 2.9485 | 2.9369 | 3.5423 | 3.5296 | 3.5433 | 3.5319 | 3.5376 | 3.5419 | 3.5436 | 3.5435 | 3.5418 | 3.5397 | 3.5362 | 3.5325 | 3.5282 | 3.5239 | 3.5193 | 3.5142 | 3.5082 | 3.4979 | 3.4887 | 3.4816 | 3.4755 | 3.4714 | 3.4676 | 3.4645 | 3.4557 | 3.4478 | 3.4396
LCOE | Coal | High | 1975$ $/GJ | 2.9106 | 2.845 | 2.8316 | 2.7828 | 3.4312 | 3.4933 | 4.1451 | 4.1242 | 4.1385 | 4.1194 | 4.1247 | 4.1296 | 4.1315 | 4.1316 | 4.1299 | 4.1281 | 4.1246 | 4.1209 | 4.1165 | 4.1124 | 4.1078 | 4.1026 | 4.0965 | 4.0864 | 4.0772 | 4.07 | 4.0638 | 4.0598 | 4.056 | 4.0529 | 4.0439 | 4.0362 | 4.028
LCOE | Gas CCGT | Low | 1975$ $/GJ | 4.3802 | 3.8205 | 3.5104 | 3.0611 | 3.7333 | 3.8573 | 3.8221 | 3.7867 | 3.7705 | 3.7424 | 3.7271 | 3.7055 | 3.6877 | 3.6701 | 3.6528 | 3.6388 | 3.6256 | 3.6186 | 3.6133 | 3.608 | 3.604 | 3.6007 | 3.5971 | 3.5932 | 3.5895 | 3.5871 | 3.585 | 3.5842 | 3.5839 | 3.5837 | 3.5836 | 3.5835 | 3.5837
LCOE | Gas CCGT | Mid | 1975$ $/GJ | 4.6636 | 3.9938 | 3.6776 | 3.2183 | 3.9275 | 4.0566 | 4.0294 | 3.9912 | 3.9754 | 3.9447 | 3.9295 | 3.9078 | 3.89 | 3.8723 | 3.8548 | 3.8407 | 3.8274 | 3.8204 | 3.8151 | 3.8098 | 3.8058 | 3.8025 | 3.7989 | 3.795 | 3.7912 | 3.7887 | 3.7866 | 3.7857 | 3.7854 | 3.7852 | 3.7851 | 3.785 | 3.7852
LCOE | Gas CCGT | High | 1975$ $/GJ | 5.2196 | 4.2899 | 3.9619 | 3.486 | 4.2483 | 4.4911 | 4.5355 | 4.4907 | 4.4757 | 4.4387 | 4.4236 | 4.4021 | 4.3846 | 4.3669 | 4.3494 | 4.3353 | 4.3221 | 4.3151 | 4.3099 | 4.3047 | 4.301 | 4.2977 | 4.2942 | 4.2901 | 4.2864 | 4.2838 | 4.2816 | 4.2807 | 4.2804 | 4.2802 | 4.2801 | 4.2799 | 4.2803
LCOE | Offshore wind | Low | 1975$ $/GJ |  |  |  |  | 6.6296 | 7.1007 | 9.1523 | 8.7683 | 8.4979 | 8.2769 | 8.0448 | 7.8141 | 7.5997 | 7.2656 | 6.9407 | 6.626 | 6.4704 | 6.3286 | 6.1863 | 6.0477 | 5.9113 | 5.8323 | 5.7539 | 5.684 | 5.6155 | 5.5496 | 5.4868 | 5.4251 | 5.3635 | 5.3067 | 5.2504 | 5.1957 | 5.1421
LCOE | Offshore wind | Mid | 1975$ $/GJ |  |  |  |  | 9.0027 | 10.5433 | 13.8079 | 12.5151 | 11.769 | 11.232 | 10.7536 | 10.3228 | 9.9437 | 9.4375 | 8.9615 | 8.513 | 8.2701 | 8.0515 | 7.8382 | 7.6346 | 7.4379 | 7.3134 | 7.1923 | 7.1097 | 7.0289 | 6.9513 | 6.8772 | 6.8046 | 6.7321 | 6.6653 | 6.5991 | 6.5347 | 6.4716
LCOE | Offshore wind | High | 1975$ $/GJ |  |  |  |  | 13.0057 | 13.4543 | 20.1989 | 17.0815 | 15.5197 | 14.553 | 13.7847 | 13.1087 | 12.5793 | 11.8861 | 11.2846 | 10.7304 | 10.4114 | 10.1572 | 9.9136 | 9.6606 | 9.4438 | 9.2947 | 9.1744 | 9.1334 | 9.0716 | 9.0341 | 8.9998 | 8.9456 | 8.9111 | 8.8631 | 8.8344 | 8.807 | 8.7615
LCOE | Onshore wind | Low | 1975$ $/GJ | 5.1336 | 4.5956 | 3.5232 | 3.6306 | 3.729 | 3.7785 | 3.8613 | 3.7743 | 3.6641 | 3.4448 | 3.2486 | 3.0673 | 2.8842 | 2.8092 | 2.7371 | 2.6766 | 2.614 | 2.5559 | 2.5082 | 2.4644 | 2.4272 | 2.3976 | 2.3626 | 2.3316 | 2.3049 | 2.2742 | 2.244 | 2.2183 | 2.188 | 2.156 | 2.1261 | 2.0948 | 2.0641
LCOE | Onshore wind | Mid | 1975$ $/GJ | 6.3698 | 6.0822 | 5.0032 | 5.1593 | 5.2209 | 5.2645 | 5.8 | 5.6466 | 5.4708 | 5.1359 | 4.8375 | 4.5629 | 4.2867 | 4.1735 | 4.0645 | 3.9733 | 3.8792 | 3.7919 | 3.72 | 3.6542 | 3.5984 | 3.5539 | 3.5013 | 3.4553 | 3.4158 | 3.3704 | 3.3256 | 3.2875 | 3.2426 | 3.1953 | 3.151 | 3.1045 | 3.059
LCOE | Onshore wind | High | 1975$ $/GJ | 8.1357 | 8.429 | 6.7937 | 6.8317 | 7.501 | 7.3245 | 8.1664 | 7.6558 | 7.2636 | 6.7196 | 6.2588 | 5.8511 | 5.4567 | 5.2799 | 5.1146 | 4.9761 | 4.8375 | 4.7105 | 4.605 | 4.509 | 4.4268 | 4.3599 | 4.2842 | 4.228 | 4.1796 | 4.1241 | 4.0692 | 4.0226 | 3.9676 | 3.9097 | 3.8555 | 3.7986 | 3.743
LCOE | Solar PV | Low | 1975$ $/GJ | 5.6639 | 4.6482 | 4.0864 | 3.6776 | 3.4563 | 3.5003 | 3.4846 | 2.9905 | 2.7505 | 2.5978 | 2.473 | 2.3746 | 2.2941 | 2.2276 | 2.1706 | 2.1202 | 2.0756 | 2.0356 | 1.9866 | 1.949 | 1.9132 | 1.879 | 1.8464 | 1.8162 | 1.787 | 1.7589 | 1.732 | 1.7055 | 1.6799 | 1.6551 | 1.6313 | 1.6078 | 1.585
LCOE | Solar PV | Mid | 1975$ $/GJ | 7.2183 | 6.2944 | 6.0577 | 5.2368 | 4.7775 | 4.8549 | 4.589 | 3.7378 | 3.3389 | 3.0916 | 2.9011 | 2.754 | 2.6356 | 2.5387 | 2.4566 | 2.3849 | 2.3219 | 2.2659 | 2.208 | 2.1628 | 2.1198 | 2.0791 | 2.0404 | 2.0068 | 1.9745 | 1.9434 | 1.9135 | 1.8841 | 1.8557 | 1.8282 | 1.8018 | 1.7758 | 1.7505
LCOE | Solar PV | High | 1975$ $/GJ | 8.8343 | 8.2495 | 8.4176 | 6.9286 | 6.3759 | 6.7052 | 7.1459 | 5.3667 | 4.5869 | 4.1238 | 3.788 | 3.5362 | 3.3383 | 3.1787 | 3.0457 | 2.9314 | 2.8323 | 2.7453 | 2.6681 | 2.6065 | 2.5485 | 2.494 | 2.4426 | 2.4026 | 2.3641 | 2.327 | 2.2914 | 2.2564 | 2.2226 | 2.1899 | 2.1585 | 2.1275 | 2.0975
Short-run marginal cost | Coal | Low | 1975$ $/GJ | 2.9019 | 3.1179 | 2.8534 | 2.9213 | 4.1482 | 3.7979 | 2.7833 | 2.9893 | 2.9212 | 2.6171 | 2.3871 | 2.1348 | 2.057 | 2.0419 | 2.0278 | 2.0137 | 2.0016 | 1.9913 | 1.9802 | 1.9672 | 1.9513 | 1.9422 | 1.9338 | 1.9195 | 1.9101 | 1.8992 | 1.8805 | 1.8588 | 1.8332 | 1.8178 | 1.8034 | 1.7932 | 1.7856
Short-run marginal cost | Coal | Mid | 1975$ $/GJ | 3.414 | 3.6681 | 3.3569 | 3.4368 | 4.8802 | 4.4681 | 3.2745 | 3.5168 | 3.4367 | 3.079 | 2.8083 | 2.5115 | 2.4199 | 2.4022 | 2.3857 | 2.3691 | 2.3548 | 2.3428 | 2.3296 | 2.3144 | 2.2956 | 2.285 | 2.2751 | 2.2582 | 2.2472 | 2.2344 | 2.2124 | 2.1868 | 2.1567 | 2.1385 | 2.1217 | 2.1096 | 2.1007
Short-run marginal cost | Coal | High | 1975$ $/GJ | 3.9261 | 4.2183 | 3.8605 | 3.9523 | 5.6122 | 5.1384 | 3.7657 | 4.0443 | 3.9522 | 3.5408 | 3.2296 | 2.8883 | 2.7829 | 2.7625 | 2.7435 | 2.7244 | 2.708 | 2.6942 | 2.679 | 2.6615 | 2.64 | 2.6277 | 2.6164 | 2.597 | 2.5843 | 2.5695 | 2.5442 | 2.5148 | 2.4802 | 2.4593 | 2.4399 | 2.4261 | 2.4158
Short-run marginal cost | Gas CCGT | Low | 1975$ $/GJ | 5.6056 | 4.2319 | 3.327 | 4.7942 | 6.8195 | 4.7309 | 4.1377 | 3.9336 | 3.7887 | 3.4213 | 3.3498 | 3.3162 | 3.301 | 3.3704 | 3.3093 | 3.257 | 3.2305 | 3.1778 | 3.1569 | 3.0742 | 3.0365 | 3.0226 | 2.9932 | 2.969 | 2.9584 | 2.9512 | 2.941 | 2.9114 | 2.8946 | 2.871 | 2.8605 | 2.8464 | 2.8431
Short-run marginal cost | Gas CCGT | Mid | 1975$ $/GJ | 6.5948 | 4.9787 | 3.9141 | 5.6403 | 8.0229 | 5.5657 | 4.8679 | 4.6278 | 4.4573 | 4.0251 | 3.9409 | 3.9014 | 3.8835 | 3.9652 | 3.8933 | 3.8318 | 3.8005 | 3.7386 | 3.714 | 3.6167 | 3.5724 | 3.556 | 3.5214 | 3.493 | 3.4804 | 3.472 | 3.46 | 3.4252 | 3.4055 | 3.3777 | 3.3653 | 3.3487 | 3.3448
Short-run marginal cost | Gas CCGT | High | 1975$ $/GJ | 7.5841 | 5.7255 | 4.5012 | 6.4863 | 9.2264 | 6.4006 | 5.5981 | 5.3219 | 5.1259 | 4.6289 | 4.5321 | 4.4866 | 4.4661 | 4.56 | 4.4773 | 4.4065 | 4.3706 | 4.2994 | 4.2711 | 4.1593 | 4.1082 | 4.0894 | 4.0496 | 4.0169 | 4.0025 | 3.9928 | 3.979 | 3.939 | 3.9163 | 3.8843 | 3.87 | 3.8511 | 3.8466
Short-run marginal cost | Gas CT | Low | 1975$ $/GJ | 7.9454 | 5.8667 | 4.282 | 6.2226 | 8.8245 | 5.9428 | 5.2268 | 4.9882 | 4.8149 | 4.3472 | 4.279 | 4.2183 | 4.2043 | 4.2684 | 4.1834 | 4.1604 | 4.1257 | 4.0711 | 4.0594 | 3.9426 | 3.9072 | 3.9143 | 3.8948 | 3.8783 | 3.8747 | 3.8798 | 3.874 | 3.8466 | 3.8647 | 3.8458 | 3.8513 | 3.8415 | 3.843
Short-run marginal cost | Gas CT | Mid | 1975$ $/GJ | 9.3475 | 6.902 | 5.0376 | 7.3207 | 10.3818 | 6.9915 | 6.1492 | 5.8684 | 5.6646 | 5.1143 | 5.0341 | 4.9627 | 4.9462 | 5.0217 | 4.9217 | 4.8946 | 4.8538 | 4.7895 | 4.7758 | 4.6383 | 4.5967 | 4.6051 | 4.5821 | 4.5627 | 4.5585 | 4.5644 | 4.5577 | 4.5254 | 4.5467 | 4.5244 | 4.531 | 4.5194 | 4.5212
Short-run marginal cost | Gas CT | High | 1975$ $/GJ | 10.7496 | 7.9373 | 5.7933 | 8.4189 | 11.9391 | 8.0402 | 7.0716 | 6.7487 | 6.5142 | 5.8815 | 5.7892 | 5.7071 | 5.6881 | 5.7749 | 5.6599 | 5.6287 | 5.5818 | 5.5079 | 5.4922 | 5.3341 | 5.2862 | 5.2958 | 5.2695 | 5.2471 | 5.2423 | 5.2491 | 5.2413 | 5.2042 | 5.2287 | 5.2031 | 5.2106 | 5.1974 | 5.1994
Variable O&M | Coal | Low | 1975$ $/GJ | 0.0417 | 0.0819 | 0.0763 | 0.0748 | 0.0733 | 0.0719 | 0.0705 | 0.0678 | 0.0678 | 0.0678 | 0.0678 | 0.0678 | 0.0678 | 0.0678 | 0.0678 | 0.0678 | 0.0678 | 0.0678 | 0.0678 | 0.0678 | 0.0678 | 0.0678 | 0.0678 | 0.0678 | 0.0678 | 0.0678 | 0.0678 | 0.0678 | 0.0678 | 0.0678 | 0.0678 | 0.0678 | 0.0678
Variable O&M | Coal | Mid | 1975$ $/GJ | 0.0502 | 0.087 | 0.081 | 0.0796 | 0.078 | 0.0765 | 0.075 | 0.0721 | 0.0721 | 0.0721 | 0.0721 | 0.0721 | 0.0721 | 0.0721 | 0.0721 | 0.0721 | 0.0721 | 0.0721 | 0.0721 | 0.0721 | 0.0721 | 0.0721 | 0.0721 | 0.0721 | 0.0721 | 0.0721 | 0.0721 | 0.0721 | 0.0721 | 0.0721 | 0.0721 | 0.0721 | 0.0721
Variable O&M | Coal | High | 1975$ $/GJ | 0.0614 | 0.1625 | 0.1514 | 0.1486 | 0.1457 | 0.1428 | 0.14 | 0.1347 | 0.1347 | 0.1347 | 0.1347 | 0.1347 | 0.1347 | 0.1347 | 0.1347 | 0.1347 | 0.1347 | 0.1347 | 0.1347 | 0.1347 | 0.1347 | 0.1347 | 0.1347 | 0.1347 | 0.1347 | 0.1347 | 0.1347 | 0.1347 | 0.1347 | 0.1347 | 0.1347 | 0.1347 | 0.1347
Variable O&M | Coal CCS | Low † | 1975$ $/GJ | 2025: 1.0101; 2030: 0.9957; 2035: 0.9956; 2040: 0.9951; 2045: 0.9947; 2050: 0.9944
Variable O&M | Coal CCS | Mid † | 1975$ $/GJ | 2025: 1.0301; 2030: 1.0141; 2035: 1.014; 2040: 1.0134; 2045: 1.013; 2050: 1.0128
Variable O&M | Coal CCS | High † | 1975$ $/GJ | 2025: 1.0701; 2030: 1.0507; 2035: 1.0506; 2040: 1.0501; 2045: 1.0496; 2050: 1.0494
Variable O&M | Gas CCGT | Low | 1975$ $/GJ | 0.0508 | 0.0934 | 0.0888 | 0.0826 | 0.0777 | 0.073 | 0.0716 | 0.0689 | 0.0689 | 0.0689 | 0.0689 | 0.0689 | 0.0689 | 0.0689 | 0.0689 | 0.0689 | 0.0689 | 0.0689 | 0.0689 | 0.0689 | 0.0689 | 0.0689 | 0.0689 | 0.0689 | 0.0689 | 0.0689 | 0.0689 | 0.0689 | 0.0689 | 0.0689 | 0.0689 | 0.0689 | 0.0689
Variable O&M | Gas CCGT | Mid | 1975$ $/GJ | 0.0748 | 0.1069 | 0.1017 | 0.0944 | 0.0926 | 0.0908 | 0.089 | 0.0856 | 0.0856 | 0.0856 | 0.0856 | 0.0856 | 0.0856 | 0.0856 | 0.0856 | 0.0856 | 0.0856 | 0.0856 | 0.0856 | 0.0856 | 0.0856 | 0.0856 | 0.0856 | 0.0856 | 0.0856 | 0.0856 | 0.0856 | 0.0856 | 0.0856 | 0.0856 | 0.0856 | 0.0856 | 0.0856
Variable O&M | Gas CCGT | High | 1975$ $/GJ | 0.1309 | 0.1459 | 0.1388 | 0.1289 | 0.1264 | 0.1239 | 0.1215 | 0.1169 | 0.1169 | 0.1169 | 0.1169 | 0.1169 | 0.1169 | 0.1169 | 0.1169 | 0.1169 | 0.1169 | 0.1169 | 0.1169 | 0.1169 | 0.1169 | 0.1169 | 0.1169 | 0.1169 | 0.1169 | 0.1169 | 0.1169 | 0.1169 | 0.1169 | 0.1169 | 0.1169 | 0.1169 | 0.1169
Variable O&M | Gas CCS | Low † | 1975$ $/GJ | 2025: 0.4624; 2030: 0.4533; 2035: 0.4496; 2040: 0.4469; 2045: 0.445; 2050: 0.4435
Variable O&M | Gas CCS | Mid † | 1975$ $/GJ | 2025: 0.4624; 2030: 0.4533; 2035: 0.4496; 2040: 0.4469; 2045: 0.445; 2050: 0.4435
Variable O&M | Gas CCS | High † | 1975$ $/GJ | 2025: 0.4644; 2030: 0.4551; 2035: 0.4514; 2040: 0.4487; 2045: 0.4468; 2050: 0.4454
Variable O&M | Nuclear | Mid * | 1975$ $/GJ | 2021: 0.5699; 2025: 0.5699; 2030: 0.5699; 2035: 0.5699; 2040: 0.5699; 2045: 0.5699; 2050: 0.5699
Variable O&M | Offshore wind | Low | 1975$ $/GJ |  |  |  |  | 0 | 0 | 0 | 0 | 0 | 0 | 0 | 0 | 0 | 0 | 0 | 0 | 0 | 0 | 0 | 0 | 0 | 0 | 0 | 0 | 0 | 0 | 0 | 0 | 0 | 0 | 0 | 0 | 0
Variable O&M | Offshore wind | Mid | 1975$ $/GJ |  |  |  |  | 0 | 0 | 0 | 0 | 0 | 0 | 0 | 0 | 0 | 0 | 0 | 0 | 0 | 0 | 0 | 0 | 0 | 0 | 0 | 0 | 0 | 0 | 0 | 0 | 0 | 0 | 0 | 0 | 0
Variable O&M | Offshore wind | High | 1975$ $/GJ |  |  |  |  | 0 | 0 | 0 | 0 | 0 | 0 | 0 | 0 | 0 | 0 | 0 | 0 | 0 | 0 | 0 | 0 | 0 | 0 | 0 | 0 | 0 | 0 | 0 | 0 | 0 | 0 | 0 | 0 | 0
Variable O&M | Onshore wind | Low | 1975$ $/GJ | 0 | 0 | 0 | 0 | 0 | 0 | 0 | 0 | 0 | 0 | 0 | 0 | 0 | 0 | 0 | 0 | 0 | 0 | 0 | 0 | 0 | 0 | 0 | 0 | 0 | 0 | 0 | 0 | 0 | 0 | 0 | 0 | 0
Variable O&M | Onshore wind | Mid | 1975$ $/GJ | 0 | 0 | 0 | 0 | 0 | 0 | 0 | 0 | 0 | 0 | 0 | 0 | 0 | 0 | 0 | 0 | 0 | 0 | 0 | 0 | 0 | 0 | 0 | 0 | 0 | 0 | 0 | 0 | 0 | 0 | 0 | 0 | 0
Variable O&M | Onshore wind | High | 1975$ $/GJ | 0 | 0 | 0 | 0 | 0 | 0 | 0 | 0 | 0 | 0 | 0 | 0 | 0 | 0 | 0 | 0 | 0 | 0 | 0 | 0 | 0 | 0 | 0 | 0 | 0 | 0 | 0 | 0 | 0 | 0 | 0 | 0 | 0
Variable O&M | Solar PV | Low | 1975$ $/GJ | 0 | 0 | 0 | 0 | 0 | 0 | 0 | 0 | 0 | 0 | 0 | 0 | 0 | 0 | 0 | 0 | 0 | 0 | 0 | 0 | 0 | 0 | 0 | 0 | 0 | 0 | 0 | 0 | 0 | 0 | 0 | 0 | 0
Variable O&M | Solar PV | Mid | 1975$ $/GJ | 0 | 0 | 0 | 0 | 0 | 0 | 0 | 0 | 0 | 0 | 0 | 0 | 0 | 0 | 0 | 0 | 0 | 0 | 0 | 0 | 0 | 0 | 0 | 0 | 0 | 0 | 0 | 0 | 0 | 0 | 0 | 0 | 0
Variable O&M | Solar PV | High | 1975$ $/GJ | 0 | 0 | 0 | 0 | 0 | 0 | 0 | 0 | 0 | 0 | 0 | 0 | 0 | 0 | 0 | 0 | 0 | 0 | 0 | 0 | 0 | 0 | 0 | 0 | 0 | 0 | 0 | 0 | 0 | 0 | 0 | 0 | 0
* Nuclear is not in the BNEF workbook. Values are taken from the model's own asset files (nuclear_<year>.csv) and treated as Mid. Source not recorded; see the main README.
† CCS has no South Korea row in BNEF. Japan is used as the proxy (China is 878 $/kW against the United States at 5,646, so a three-country mean is dominated by the US). 2021 omitted: the first year available, 2022, is a first-of-a-kind cost.

## For MACRO
For MACRO
2021$, MACRO units. Capex is $/MW, not $/kW.
metric | technology | scenario | unit | 2018 | 2019 | 2020 | 2021 | 2022 | 2023 | 2024 | 2025 | 2026 | 2027 | 2028 | 2029 | 2030 | 2031 | 2032 | 2033 | 2034 | 2035 | 2036 | 2037 | 2038 | 2039 | 2040 | 2041 | 2042 | 2043 | 2044 | 2045 | 2046 | 2047 | 2048 | 2049 | 2050
Capex | Coal | Low | 2021$ $/MW | 1253559.463 | 1576184.3974 | 1545438.456 | 1522038.2007 | 1248405.4341 | 1181935.6671 | 1096144.6238 | 1096144.6238 | 1096144.6238 | 1096144.6238 | 1096144.6238 | 1096144.6238 | 1096144.6238 | 1096144.6238 | 1096144.6238 | 1096144.6238 | 1096144.6238 | 1096144.6238 | 1096144.6238 | 1096144.6238 | 1096144.6238 | 1096144.6238 | 1096144.6238 | 1096144.6238 | 1096144.6238 | 1096144.6238 | 1096144.6238 | 1096144.6238 | 1096144.6238 | 1096144.6238 | 1096144.6238 | 1096144.6238 | 1096144.6238
Capex | Coal | Mid | 2021$ $/MW | 1450582.5613 | 1725949.3112 | 1692281.971 | 1666693.2731 | 1346607.5686 | 1255551.0373 | 1164416.6073 | 1164416.6073 | 1164416.6073 | 1164416.6073 | 1164416.6073 | 1164416.6073 | 1164416.6073 | 1164416.6073 | 1164416.6073 | 1164416.6073 | 1164416.6073 | 1164416.6073 | 1164416.6073 | 1164416.6073 | 1164416.6073 | 1164416.6073 | 1164416.6073 | 1164416.6073 | 1164416.6073 | 1164416.6073 | 1164416.6073 | 1164416.6073 | 1164416.6073 | 1164416.6073 | 1164416.6073 | 1164416.6073 | 1164416.6073
Capex | Coal | High | 2021$ $/MW | 1647605.6596 | 1875714.2249 | 1839125.4859 | 1811260.5693 | 1485631.2649 | 1406530.7088 | 1304437.3883 | 1304437.3883 | 1304437.3883 | 1304437.3883 | 1304437.3883 | 1304437.3883 | 1304437.3883 | 1304437.3883 | 1304437.3883 | 1304437.3883 | 1304437.3883 | 1304437.3883 | 1304437.3883 | 1304437.3883 | 1304437.3883 | 1304437.3883 | 1304437.3883 | 1304437.3883 | 1304437.3883 | 1304437.3883 | 1304437.3883 | 1304437.3883 | 1304437.3883 | 1304437.3883 | 1304437.3883 | 1304437.3883 | 1304437.3883
Capex | Coal CCS | Low † | 2021$ $/MW | 2025: 1929571.2217; 2030: 1331916.4185; 2035: 1331916.4185; 2040: 1331916.4185; 2045: 1331916.4185; 2050: 1331916.4185
Capex | Coal CCS | Mid † | 2021$ $/MW | 2025: 1943178.9657; 2030: 1341309.3745; 2035: 1341309.3745; 2040: 1341309.3745; 2045: 1341309.3745; 2050: 1341309.3745
Capex | Coal CCS | High † | 2021$ $/MW | 2025: 2411964.0271; 2030: 1664895.5231; 2035: 1664895.5231; 2040: 1664895.5231; 2045: 1664895.5231; 2050: 1664895.5231
Capex | Gas CCGT | Low | 2021$ $/MW | 738836.6187 | 805991.8455 | 790269.7142 | 778310.9992 | 638385.8699 | 681623.7988 | 632147.9953 | 632147.9953 | 632147.9953 | 632147.9953 | 632147.9953 | 632147.9953 | 632147.9953 | 632147.9953 | 632147.9953 | 632147.9953 | 632147.9953 | 632147.9953 | 632147.9953 | 632147.9953 | 632147.9953 | 632147.9953 | 632147.9953 | 632147.9953 | 632147.9953 | 632147.9953 | 632147.9953 | 632147.9953 | 632147.9953 | 632147.9953 | 632147.9953 | 632147.9953 | 632147.9953
Capex | Gas CCGT | Mid | 2021$ $/MW | 788092.3933 | 988996.3513 | 969704.431 | 955004.3612 | 783313.2136 | 749786.1786 | 695362.7948 | 695362.7948 | 695362.7948 | 695362.7948 | 695362.7948 | 695362.7948 | 695362.7948 | 695362.7948 | 695362.7948 | 695362.7948 | 695362.7948 | 695362.7948 | 695362.7948 | 695362.7948 | 695362.7948 | 695362.7948 | 695362.7948 | 695362.7948 | 695362.7948 | 695362.7948 | 695362.7948 | 695362.7948 | 695362.7948 | 695362.7948 | 695362.7948 | 695362.7948 | 695362.7948
Capex | Gas CCGT | High | 2021$ $/MW | 837348.1678 | 1020516.8281 | 1000610.0515 | 985462.6805 | 808295.7214 | 817948.5585 | 758577.5943 | 758577.5943 | 758577.5943 | 758577.5943 | 758577.5943 | 758577.5943 | 758577.5943 | 758577.5943 | 758577.5943 | 758577.5943 | 758577.5943 | 758577.5943 | 758577.5943 | 758577.5943 | 758577.5943 | 758577.5943 | 758577.5943 | 758577.5943 | 758577.5943 | 758577.5943 | 758577.5943 | 758577.5943 | 758577.5943 | 758577.5943 | 758577.5943 | 758577.5943 | 758577.5943
Capex | Gas CCS | Low † | 2021$ $/MW | 2025: 1566062.1211; 2030: 1080998.6323; 2035: 1080998.6323; 2040: 1080998.6323; 2045: 1080998.6323; 2050: 1080998.6323
Capex | Gas CCS | Mid † | 2021$ $/MW | 2025: 1566062.1211; 2030: 1080998.6323; 2035: 1080998.6323; 2040: 1080998.6323; 2045: 1080998.6323; 2050: 1080998.6323
Capex | Gas CCS | High † | 2021$ $/MW | 2025: 1783130.6011; 2030: 1230833.5123; 2035: 1230833.5123; 2040: 1230833.5123; 2045: 1230833.5123; 2050: 1230833.5123
Capex | Nuclear | Mid * | 2021$ $/MW | 2021: 2885794; 2025: 2885794; 2030: 2833578; 2035: 2781362; 2040: 2729146.19; 2045: 2676930.39; 2050: 2624714.58
Capex | Offshore wind | Low | 2021$ $/MW |  |  |  |  | 3959763.4874 | 3510362.5637 | 4551465.5661 | 4460868.3419 | 4408552.7162 | 4370759.36 | 4317871.2272 | 4258084.6601 | 4202338.5766 | 4062260.624 | 3922182.6715 | 3782104.7189 | 3742687.2188 | 3708013.6321 | 3670786.4688 | 3632991.611 | 3593973.0011 | 3591797.216 | 3589089.5765 | 3587740.7989 | 3586136.372 | 3583981.2953 | 3583762.7472 | 3583055.0182 | 3581401.1802 | 3581100.7931 | 3581100.7931 | 3581100.7931 | 3581100.7931
Capex | Offshore wind | Mid | 2021$ $/MW |  |  |  |  | 4535729.086 | 4328311.1222 | 4893768.6484 | 4796357.8586 | 4740107.72 | 4699472.0305 | 4642606.3282 | 4578323.3794 | 4518384.7877 | 4367771.9615 | 4217159.1352 | 4066546.309 | 4024164.3282 | 3986883.0373 | 3946856.1225 | 3906218.8185 | 3864265.7273 | 3861926.3074 | 3859015.0339 | 3857564.8184 | 3855839.727 | 3853522.573 | 3853287.5885 | 3852526.6332 | 3850748.4146 | 3850425.4362 | 3850425.4362 | 3850425.4362 | 3850425.4362
Capex | Offshore wind | High | 2021$ $/MW |  |  |  |  | 5399677.483 | 4652082.4266 | 5057183.9623 | 4956520.3799 | 4898391.9069 | 4856399.2889 | 4797634.6969 | 4731205.1779 | 4669265.0851 | 4513622.9156 | 4357980.7461 | 4202338.5766 | 4158541.3542 | 4120015.1467 | 4078651.632 | 4036657.3456 | 3993303.3346 | 3990885.7956 | 3987877.3072 | 3986378.6654 | 3984595.9689 | 3982201.4392 | 3981958.608 | 3981172.2424 | 3979334.6447 | 3979000.8812 | 3979000.8812 | 3979000.8812 | 3979000.8812
Capex | Onshore wind | Low | 2021$ $/MW | 2265765.6306 | 1919547.8582 | 1804838.9471 | 1878409.3134 | 1738696.1496 | 1567734.7372 | 1770014.3868 | 1778380.7728 | 1760526.2687 | 1677827.8642 | 1597770.265 | 1516959.5373 | 1435413.5835 | 1418217.479 | 1400964.3674 | 1385620.5089 | 1371484.4783 | 1358533.3984 | 1347013.2845 | 1340757.8278 | 1335953.1445 | 1330915.582 | 1325227.469 | 1320191.077 | 1315279.3874 | 1310059.99 | 1305083.3344 | 1300647.6002 | 1295878.9925 | 1289654.3176 | 1282571.3704 | 1276659.5838 | 1271005.9858
Capex | Onshore wind | Mid | 2021$ $/MW | 2462788.7289 | 2204538.3205 | 2228196.2309 | 2062739.1993 | 1955225.6175 | 1874465.4466 | 1959658.7854 | 1968921.5699 | 1949154.0832 | 1857595.1354 | 1768959.9362 | 1679490.9164 | 1589207.896 | 1570169.3518 | 1551067.6925 | 1534079.8491 | 1518429.2439 | 1504090.5482 | 1491336.1364 | 1484410.4522 | 1479090.9814 | 1473513.6801 | 1467216.1264 | 1461640.1209 | 1456202.1789 | 1450423.5604 | 1444913.6916 | 1440002.7003 | 1434723.1702 | 1427831.5659 | 1419989.7316 | 1413444.5392 | 1407185.1986
Capex | Onshore wind | High | 2021$ $/MW | 2659811.8272 | 2802612.9291 | 2517861.741 | 2211958.6308 | 2295291.4762 | 2181196.1561 | 2262013.5046 | 2272705.4392 | 2249888.0374 | 2144202.5079 | 2041891.8306 | 1938618.683 | 1834405.9431 | 1812429.9519 | 1790381.1077 | 1770772.219 | 1752706.8901 | 1736155.8847 | 1721433.6014 | 1713439.357 | 1707299.1479 | 1700861.3277 | 1693592.1278 | 1687155.8034 | 1680878.8442 | 1674208.6456 | 1667848.6621 | 1662179.9565 | 1656085.8505 | 1648130.9442 | 1639079.1974 | 1631524.1507 | 1624299.0598
Capex | Solar PV | Low | 2021$ $/MW | 1459202.3219 | 1412721.4732 | 1060621.4059 | 1044536.0201 | 918755.1238 | 900144.3696 | 885007.1934 | 746870.0188 | 676288.8882 | 630294.1142 | 596783.1875 | 570729.7053 | 549591.1886 | 531914.0685 | 516794.2857 | 503633.7262 | 492017.5018 | 481646.8261 | 467767.5216 | 457785.8779 | 448177.843 | 438913.9695 | 429970.3813 | 421326.1662 | 412962.9017 | 404864.5566 | 397016.7696 | 389406.6342 | 382022.5125 | 374853.7877 | 367890.7368 | 361124.4131 | 354546.5359
Capex | Solar PV | Mid | 2021$ $/MW | 1556482.4767 | 1587142.8057 | 1426045.5878 | 1255198.7468 | 1101372.2163 | 1186879.1437 | 1074651.592 | 875692.2046 | 776852.9859 | 713567.8604 | 668052.5978 | 633027.5868 | 604850.9219 | 581458.9747 | 561577.879 | 544370.3397 | 529258.8919 | 515829.8068 | 501176.4464 | 490458.3488 | 480147.8325 | 470212.4297 | 460625.7134 | 451364.5888 | 442408.7442 | 433740.4957 | 425344.0231 | 417205.121 | 409310.9868 | 401649.952 | 394211.3388 | 386985.3284 | 379962.8404
Capex | Solar PV | High | 2021$ $/MW | 1653762.6315 | 1598101.214 | 1559737.3617 | 1404418.1783 | 1217629.0724 | 1295085.2177 | 1327510.7901 | 1038236.4725 | 899200.094 | 811997.146 | 750224.6428 | 703257.812 | 665849.3844 | 635057.0247 | 609080.4045 | 586745.202 | 567246.9589 | 550012.7874 | 534585.3712 | 523130.8198 | 512117.8221 | 501510.8899 | 491281.0454 | 481403.0114 | 471854.5866 | 462616.4348 | 453671.2765 | 445003.6077 | 436599.461 | 428446.1163 | 420531.9408 | 412846.2437 | 405379.1448
Fixed O&M | Coal | Low | 2021$ $/MW-yr | 21466.1313 | 16587.9968 | 15454.8736 | 15121.9717 | 14400.1418 | 13700.805 | 13432.1618 | 13304.5562 | 13176.9507 | 13049.3452 | 12921.7396 | 12921.7396 | 12921.7396 | 12921.7396 | 12921.7396 | 12921.7396 | 12921.7396 | 12921.7396 | 12921.7396 | 12921.7396 | 12921.7396 | 12921.7396 | 12921.7396 | 12921.7396 | 12921.7396 | 12921.7396 | 12921.7396 | 12921.7396 | 12921.7396 | 12921.7396 | 12921.7396 | 12921.7396 | 12921.7396
Fixed O&M | Coal | Mid | 2021$ $/MW-yr | 21884.7143 | 16587.9968 | 15454.8736 | 15121.9717 | 14825.4624 | 14534.7671 | 14249.7716 | 14114.3988 | 13979.026 | 13843.6531 | 13708.2803 | 13708.2803 | 13708.2803 | 13708.2803 | 13708.2803 | 13708.2803 | 13708.2803 | 13708.2803 | 13708.2803 | 13708.2803 | 13708.2803 | 13708.2803 | 13708.2803 | 13708.2803 | 13708.2803 | 13708.2803 | 13708.2803 | 13708.2803 | 13708.2803 | 13708.2803 | 13708.2803 | 13708.2803 | 13708.2803
Fixed O&M | Coal | High | 2021$ $/MW-yr | 22303.2973 | 27114.9947 | 25262.7742 | 24790.1175 | 24304.0367 | 23827.487 | 23360.2814 | 23138.3587 | 22916.436 | 22694.5133 | 22472.5907 | 22472.5907 | 22472.5907 | 22472.5907 | 22472.5907 | 22472.5907 | 22472.5907 | 22472.5907 | 22472.5907 | 22472.5907 | 22472.5907 | 22472.5907 | 22472.5907 | 22472.5907 | 22472.5907 | 22472.5907 | 22472.5907 | 22472.5907 | 22472.5907 | 22472.5907 | 22472.5907 | 22472.5907 | 22472.5907
Fixed O&M | Coal CCS | Low † | 2021$ $/MW-yr | 2025: 50093.305; 2030: 44528.9061; 2035: 44528.9061; 2040: 44528.9061; 2045: 44528.9061; 2050: 44528.9061
Fixed O&M | Coal CCS | Mid † | 2021$ $/MW-yr | 2025: 52507.0751; 2030: 46674.553; 2035: 46674.553; 2040: 46674.553; 2045: 46674.553; 2050: 46674.553
Fixed O&M | Coal CCS | High † | 2021$ $/MW-yr | 2025: 59384.8051; 2030: 52788.2999; 2035: 52788.2999; 2040: 52788.2999; 2045: 52788.2999; 2050: 52788.2999
Fixed O&M | Gas CCGT | Low | 2021$ $/MW-yr | 32601.0586 | 15587.8235 | 14825.9034 | 13780.8263 | 13510.614 | 14570.27 | 14284.5784 | 14148.875 | 14013.1715 | 13877.468 | 13741.7645 | 13741.7645 | 13741.7645 | 13741.7645 | 13741.7645 | 13741.7645 | 13741.7645 | 13741.7645 | 13741.7645 | 13741.7645 | 13741.7645 | 13741.7645 | 13741.7645 | 13741.7645 | 13741.7645 | 13741.7645 | 13741.7645 | 13741.7645 | 13741.7645 | 13741.7645 | 13741.7645 | 13741.7645 | 13741.7645
Fixed O&M | Gas CCGT | Mid | 2021$ $/MW-yr | 33047.0543 | 16566.9226 | 15757.1448 | 14602.6187 | 14316.2928 | 15439.1393 | 15136.4111 | 14992.6152 | 14848.8193 | 14705.0234 | 14561.2275 | 14561.2275 | 14561.2275 | 14561.2275 | 14561.2275 | 14561.2275 | 14561.2275 | 14561.2275 | 14561.2275 | 14561.2275 | 14561.2275 | 14561.2275 | 14561.2275 | 14561.2275 | 14561.2275 | 14561.2275 | 14561.2275 | 14561.2275 | 14561.2275 | 14561.2275 | 14561.2275 | 14561.2275 | 14561.2275
Fixed O&M | Gas CCGT | High | 2021$ $/MW-yr | 33493.0501 | 17395.2687 | 16545.0021 | 15361.1963 | 15059.9964 | 14764.7023 | 14475.1983 | 14337.684 | 14200.1696 | 14062.6552 | 13925.1408 | 13925.1408 | 13925.1408 | 13925.1408 | 13925.1408 | 13925.1408 | 13925.1408 | 13925.1408 | 13925.1408 | 13925.1408 | 13925.1408 | 13925.1408 | 13925.1408 | 13925.1408 | 13925.1408 | 13925.1408 | 13925.1408 | 13925.1408 | 13925.1408 | 13925.1408 | 13925.1408 | 13925.1408 | 13925.1408
Fixed O&M | Gas CCS | Low † | 2021$ $/MW-yr | 2025: 16371.8435; 2030: 14553.2479; 2035: 14553.2479; 2040: 14553.2479; 2045: 14553.2479; 2050: 14553.2479
Fixed O&M | Gas CCS | Mid † | 2021$ $/MW-yr | 2025: 17201.7527; 2030: 15290.9701; 2035: 15290.9701; 2040: 15290.9701; 2045: 15290.9701; 2050: 15290.9701
Fixed O&M | Gas CCS | High † | 2021$ $/MW-yr | 2025: 18348.5333; 2030: 16310.3656; 2035: 16310.3656; 2040: 16310.3656; 2045: 16310.3656; 2050: 16310.3656
Fixed O&M | Nuclear | Mid * | 2021$ $/MW-yr | 2021: 199087; 2025: 199087; 2030: 199087; 2035: 199087; 2040: 199087; 2045: 199087; 2050: 199087
Fixed O&M | Offshore wind | Low | 2021$ $/MW-yr |  |  |  |  | 25285.9198 | 61975.2937 | 60760.0918 | 58757.6551 | 56897.0626 | 55165.227 | 53550.5365 | 52042.659 | 50632.3773 | 49311.447 | 48072.4766 | 46908.8231 | 45814.5033 | 44784.1166 | 43812.7779 | 42896.0602 | 42029.9437 | 41210.7717 | 40435.2117 | 39700.2221 | 39003.0217 | 38341.0636 | 37712.0121 | 37113.7216 | 36544.2187 | 36001.6858 | 35484.4462 | 34990.952 | 34519.7715
Fixed O&M | Offshore wind | Mid | 2021$ $/MW-yr |  |  |  |  | 31607.3998 | 92962.9405 | 91140.1377 | 88330.2161 | 85729.9596 | 83319.0164 | 81079.4453 | 78995.3811 | 77052.7531 | 75239.0468 | 73543.1017 | 71954.9394 | 70465.6164 | 69067.098 | 67752.1497 | 66514.2431 | 65347.4755 | 64246.4985 | 63206.4571 | 62222.9363 | 61291.9134 | 60409.7177 | 59572.9936 | 58778.6688 | 58023.9265 | 57306.1796 | 56623.0493 | 55972.3446 | 55352.0455
Fixed O&M | Offshore wind | High | 2021$ $/MW-yr |  |  |  |  | 37928.8797 | 108456.7639 | 106330.1607 | 103481.6397 | 100855.0186 | 98427.834 | 96180.3945 | 94095.3805 | 92157.5093 | 90353.2543 | 88670.608 | 87098.8825 | 85628.5383 | 84251.0401 | 82958.7323 | 81744.7322 | 80602.8384 | 79527.4518 | 78513.5059 | 77556.408 | 76651.9865 | 75796.4456 | 74986.3252 | 74218.4662 | 73489.9794 | 72798.2183 | 72140.7551 | 71515.3595 | 70919.9793
Fixed O&M | Onshore wind | Low | 2021$ $/MW-yr | 35651.1397 | 46126.3595 | 39597.6349 | 32036.3185 | 29710.9558 | 30987.6468 | 30380.0459 | 30626.1097 | 30048.8219 | 29260.0135 | 28826.8976 | 28391.3658 | 27993.4276 | 27599.7664 | 27254.5846 | 26940.5478 | 26656.1466 | 26405.8357 | 26271.1849 | 26168.2882 | 26060.8271 | 25939.9876 | 25833.4887 | 25730.0531 | 25620.5779 | 25516.6379 | 25424.3707 | 25325.5385 | 25197.0318 | 25051.5497 | 24930.8226 | 24815.9241 | 24716.3993
Fixed O&M | Onshore wind | Mid | 2021$ $/MW-yr | 40107.5322 | 64954.3407 | 50396.9898 | 39534.1803 | 36664.5837 | 37185.1762 | 35240.8533 | 35526.2873 | 34856.6334 | 33941.6157 | 33439.2013 | 32933.9844 | 32472.376 | 32015.7291 | 31615.3182 | 31251.0354 | 30921.13 | 30630.7694 | 30474.5744 | 30355.2144 | 30230.5594 | 30090.3856 | 29966.8469 | 29846.8616 | 29719.8703 | 29599.3 | 29492.27 | 29377.6246 | 29228.5569 | 29059.7977 | 28919.7542 | 28786.4719 | 28671.0232
Fixed O&M | Onshore wind | High | 2021$ $/MW-yr | 53476.7095 | 70220.9089 | 61196.3448 | 47713.6659 | 44250.3597 | 43382.7056 | 42532.0643 | 42876.5536 | 42068.3507 | 40964.0189 | 40357.6567 | 39747.9121 | 39190.7986 | 38639.673 | 38156.4185 | 37716.7669 | 37318.6052 | 36968.1699 | 36779.6588 | 36635.6035 | 36485.1579 | 36315.9826 | 36166.8842 | 36022.0743 | 35868.809 | 35723.2931 | 35594.119 | 35455.7538 | 35275.8446 | 35072.1696 | 34903.1516 | 34742.2937 | 34602.9591
Fixed O&M | Solar PV | Low | 2021$ $/MW-yr | 36528.0277 | 20682.1174 | 33793.8124 | 30238.1939 | 28628.1995 | 26318.6431 | 18592.5881 | 18027.5329 | 17924.5466 | 17900.0845 | 17514.7008 | 17179.5701 | 16881.29 | 16640.3958 | 16421.1443 | 16219.3143 | 16031.8256 | 15856.3727 | 15691.191 | 15534.9042 | 15386.42 | 15244.8586 | 15109.5018 | 14979.7555 | 14855.1231 | 14735.1847 | 14619.5822 | 14508.0072 | 14400.1918 | 14295.9014 | 14194.9292 | 14097.0915 | 14002.224
Fixed O&M | Solar PV | Mid | 2021$ $/MW-yr | 45660.0347 | 33589.8978 | 42571.426 | 34557.9359 | 33399.5661 | 29712.8909 | 19522.2175 | 18928.9095 | 18820.7739 | 18795.0887 | 18390.4358 | 18038.5487 | 17725.3545 | 17472.4156 | 17242.2015 | 17030.28 | 16833.4169 | 16649.1913 | 16475.7506 | 16311.6494 | 16155.741 | 16007.1016 | 15864.9769 | 15728.7433 | 15597.8792 | 15471.9439 | 15350.5613 | 15233.4076 | 15120.2013 | 15010.6964 | 14904.6756 | 14801.946 | 14702.3352
Fixed O&M | Solar PV | High | 2021$ $/MW-yr | 54792.0416 | 57933.102 | 64515.4601 | 42477.4629 | 39534.1803 | 35875.3663 | 21691.3528 | 21032.1217 | 20911.971 | 20883.4319 | 20433.8176 | 20042.8318 | 19694.8383 | 19413.7951 | 19158.0017 | 18922.5333 | 18703.7965 | 18499.1015 | 18306.3895 | 18124.0549 | 17950.8233 | 17785.6684 | 17627.7521 | 17476.3814 | 17330.9769 | 17191.0488 | 17056.1793 | 16926.0084 | 16800.2237 | 16678.5516 | 16560.7507 | 16446.6067 | 16335.928
LCOE | Coal | Low | 2021$ $/MWh | 44.3418 | 42.1481 | 42.4965 | 41.6946 | 50.308 | 49.2598 | 60.4361 | 60.2795 | 60.5553 | 60.4253 | 60.5516 | 60.6468 | 60.6933 | 60.7076 | 60.6923 | 60.6677 | 60.6178 | 60.5632 | 60.4963 | 60.4301 | 60.357 | 60.2741 | 60.1766 | 59.9889 | 59.8221 | 59.693 | 59.5829 | 59.5068 | 59.439 | 59.3829 | 59.2227 | 59.079 | 58.9304
LCOE | Coal | Mid | 2021$ $/MWh | 48.085 | 44.61 | 44.8196 | 44.0109 | 53.4975 | 53.288 | 64.2712 | 64.0418 | 64.2895 | 64.0829 | 64.1867 | 64.2649 | 64.2945 | 64.293 | 64.2621 | 64.2247 | 64.1615 | 64.0943 | 64.0148 | 63.9384 | 63.8545 | 63.7612 | 63.6532 | 63.4665 | 63.2996 | 63.1704 | 63.0595 | 62.9844 | 62.9165 | 62.8603 | 62.6993 | 62.5566 | 62.4079
LCOE | Coal | High | 2021$ $/MWh | 52.8096 | 51.6192 | 51.3763 | 50.4904 | 62.2559 | 63.3821 | 75.2083 | 74.8297 | 75.0891 | 74.7418 | 74.8382 | 74.9268 | 74.9615 | 74.9632 | 74.9329 | 74.8998 | 74.8374 | 74.7704 | 74.6893 | 74.6157 | 74.5314 | 74.4375 | 74.3271 | 74.1431 | 73.976 | 73.8463 | 73.7334 | 73.661 | 73.5929 | 73.5362 | 73.3732 | 73.2333 | 73.0842
LCOE | Gas CCGT | Low | 2021$ $/MWh | 79.4737 | 69.319 | 63.6926 | 55.5406 | 67.7371 | 69.986 | 69.3483 | 68.7062 | 68.412 | 67.9016 | 67.624 | 67.2329 | 66.9094 | 66.5897 | 66.2763 | 66.0221 | 65.7837 | 65.6559 | 65.56 | 65.4643 | 65.3914 | 65.3303 | 65.2663 | 65.1958 | 65.1281 | 65.0844 | 65.0468 | 65.0324 | 65.0254 | 65.0225 | 65.0208 | 65.0196 | 65.023
LCOE | Gas CCGT | Mid | 2021$ $/MWh | 84.6161 | 72.4636 | 66.7267 | 58.3924 | 71.2609 | 73.6026 | 73.1093 | 72.4166 | 72.129 | 71.5729 | 71.2965 | 70.904 | 70.5805 | 70.2588 | 69.9419 | 69.6851 | 69.4446 | 69.3166 | 69.2207 | 69.1248 | 69.0531 | 68.9924 | 68.9281 | 68.8559 | 68.7874 | 68.7426 | 68.7035 | 68.6884 | 68.682 | 68.6789 | 68.6768 | 68.6752 | 68.6795
LCOE | Gas CCGT | High | 2021$ $/MWh | 94.704 | 77.8356 | 71.8852 | 63.2492 | 77.0809 | 81.4868 | 82.2921 | 81.4788 | 81.2073 | 80.535 | 80.2621 | 79.8725 | 79.5544 | 79.2339 | 78.916 | 78.6588 | 78.4199 | 78.2937 | 78.1993 | 78.1045 | 78.037 | 77.9782 | 77.9145 | 77.8401 | 77.772 | 77.7258 | 77.6847 | 77.6685 | 77.664 | 77.6605 | 77.6573 | 77.6549 | 77.6614
LCOE | Offshore wind | Low | 2021$ $/MWh |  |  |  |  | 120.2871 | 128.835 | 166.0586 | 159.0922 | 154.1861 | 150.1756 | 145.9645 | 141.7786 | 137.8898 | 131.8276 | 125.9325 | 120.2213 | 117.3983 | 114.8256 | 112.2434 | 109.729 | 107.2546 | 105.822 | 104.3994 | 103.1309 | 101.8883 | 100.6914 | 99.5516 | 98.4324 | 97.3162 | 96.2843 | 95.2638 | 94.2703 | 93.2975
LCOE | Offshore wind | Mid | 2021$ $/MWh |  |  |  |  | 163.3449 | 191.2972 | 250.5312 | 227.0748 | 213.5372 | 203.7927 | 195.1129 | 187.2976 | 180.4185 | 171.2339 | 162.5982 | 154.46 | 150.0532 | 146.087 | 142.2161 | 138.5214 | 134.9538 | 132.6948 | 130.4963 | 128.9991 | 127.5331 | 126.1237 | 124.7801 | 123.4623 | 122.1477 | 120.935 | 119.7336 | 118.5651 | 117.4206
LCOE | Offshore wind | High | 2021$ $/MWh |  |  |  |  | 235.9757 | 244.1151 | 366.4894 | 309.9273 | 281.5895 | 264.0503 | 250.1099 | 237.8442 | 228.2389 | 215.6605 | 204.7479 | 194.6931 | 188.9053 | 184.2931 | 179.8718 | 175.2814 | 171.3477 | 168.6425 | 166.4599 | 165.7161 | 164.5943 | 163.9145 | 163.2919 | 162.3094 | 161.6838 | 160.8114 | 160.2908 | 159.7945 | 158.9694
LCOE | Onshore wind | Low | 2021$ $/MWh | 93.1449 | 83.3827 | 63.9247 | 65.8742 | 67.6588 | 68.5567 | 70.0592 | 68.4814 | 66.4817 | 62.5027 | 58.9426 | 55.6525 | 52.3301 | 50.9707 | 49.6618 | 48.5647 | 47.4284 | 46.3738 | 45.508 | 44.7141 | 44.0392 | 43.5026 | 42.8672 | 42.3041 | 41.8199 | 41.2636 | 40.7155 | 40.2491 | 39.6987 | 39.1183 | 38.5766 | 38.0081 | 37.4509
LCOE | Onshore wind | Mid | 2021$ $/MWh | 115.5737 | 110.3555 | 90.778 | 93.6104 | 94.7273 | 95.5196 | 105.2359 | 102.4512 | 99.2631 | 93.1854 | 87.7714 | 82.7894 | 77.7787 | 75.7233 | 73.7471 | 72.0919 | 70.3835 | 68.7999 | 67.4959 | 66.3027 | 65.289 | 64.4823 | 63.5284 | 62.6937 | 61.9768 | 61.1532 | 60.3399 | 59.6486 | 58.8339 | 57.9748 | 57.171 | 56.3282 | 55.5026
LCOE | Onshore wind | High | 2021$ $/MWh | 147.6137 | 152.9355 | 123.265 | 123.9543 | 136.0988 | 132.8965 | 148.1712 | 138.9062 | 131.7916 | 121.92 | 113.5589 | 106.1625 | 99.0059 | 95.7994 | 92.799 | 90.2861 | 87.7718 | 85.467 | 83.5526 | 81.8108 | 80.3191 | 79.1062 | 77.7333 | 76.7122 | 75.8346 | 74.827 | 73.8316 | 72.9858 | 71.9884 | 70.9368 | 69.9533 | 68.9223 | 67.9122
LCOE | Solar PV | Low | 2021$ $/MWh | 102.765 | 84.3374 | 74.144 | 66.7264 | 62.712 | 63.5096 | 63.225 | 54.2595 | 49.9045 | 47.1353 | 44.8703 | 43.0847 | 41.6241 | 40.4168 | 39.3831 | 38.4696 | 37.6592 | 36.9341 | 36.0445 | 35.3629 | 34.7124 | 34.0918 | 33.5004 | 32.9523 | 32.4235 | 31.9144 | 31.4256 | 30.9449 | 30.4795 | 30.0302 | 29.5979 | 29.1714 | 28.7576
LCOE | Solar PV | Mid | 2021$ $/MWh | 130.968 | 114.206 | 109.9103 | 95.0156 | 86.6826 | 88.0873 | 83.2633 | 67.818 | 60.5813 | 56.0947 | 52.6376 | 49.9686 | 47.8212 | 46.0619 | 44.5718 | 43.2711 | 42.128 | 41.1131 | 40.0625 | 39.2413 | 38.4621 | 37.7224 | 37.0205 | 36.412 | 35.8251 | 35.2602 | 34.7179 | 34.1849 | 33.6691 | 33.1711 | 32.6921 | 32.2198 | 31.7616
LCOE | Solar PV | High | 2021$ $/MWh | 160.2896 | 149.6797 | 152.7295 | 125.7119 | 115.6849 | 121.6594 | 129.6551 | 97.3739 | 83.2256 | 74.8222 | 68.7303 | 64.1617 | 60.5708 | 57.6752 | 55.2609 | 53.1875 | 51.3894 | 49.8108 | 48.41 | 47.2916 | 46.2407 | 45.2513 | 44.3193 | 43.5936 | 42.894 | 42.2209 | 41.5748 | 40.94 | 40.326 | 39.7334 | 39.1634 | 38.6014 | 38.0566
Short-run marginal cost | Coal | Low | 2021$ $/MWh | 52.6524 | 56.5705 | 51.7719 | 53.004 | 75.2646 | 68.9094 | 50.5008 | 54.2372 | 53.0017 | 47.4852 | 43.3113 | 38.7341 | 37.3214 | 37.0475 | 36.7927 | 36.5367 | 36.3163 | 36.131 | 35.9279 | 35.6932 | 35.4044 | 35.2395 | 35.0873 | 34.8275 | 34.6576 | 34.4593 | 34.1202 | 33.7252 | 33.2609 | 32.9815 | 32.7214 | 32.5353 | 32.3972
Short-run marginal cost | Coal | Mid | 2021$ $/MWh | 61.944 | 66.5536 | 60.9081 | 62.3577 | 88.5466 | 81.0698 | 59.4127 | 63.8084 | 62.355 | 55.865 | 50.9545 | 45.5695 | 43.9075 | 43.5853 | 43.2856 | 42.9844 | 42.7251 | 42.5071 | 42.2681 | 41.992 | 41.6522 | 41.4582 | 41.2792 | 40.9735 | 40.7736 | 40.5404 | 40.1414 | 39.6768 | 39.1304 | 38.8018 | 38.4958 | 38.2769 | 38.1144
Short-run marginal cost | Coal | High | 2021$ $/MWh | 71.2356 | 76.5366 | 70.0443 | 71.7113 | 101.8286 | 93.2303 | 68.3246 | 73.3797 | 71.7082 | 64.2447 | 58.5977 | 52.4049 | 50.4937 | 50.1231 | 49.7784 | 49.4321 | 49.1338 | 48.8832 | 48.6083 | 48.2908 | 47.9 | 47.6769 | 47.4711 | 47.1195 | 46.8897 | 46.6214 | 46.1626 | 45.6283 | 45 | 44.6221 | 44.2702 | 44.0184 | 43.8316
Short-run marginal cost | Gas CCGT | Low | 2021$ $/MWh | 101.7083 | 76.7837 | 60.3652 | 86.9864 | 123.733 | 85.8366 | 75.0743 | 71.3713 | 68.7425 | 62.077 | 60.7785 | 60.169 | 59.8934 | 61.1527 | 60.0442 | 59.0951 | 58.6135 | 57.6583 | 57.2788 | 55.7788 | 55.0946 | 54.842 | 54.3087 | 53.8702 | 53.6766 | 53.5461 | 53.3616 | 52.8252 | 52.5204 | 52.0917 | 51.9004 | 51.6457 | 51.5854
Short-run marginal cost | Gas CCGT | Mid | 2021$ $/MWh | 119.6568 | 90.3338 | 71.0179 | 102.3369 | 145.5683 | 100.9842 | 88.3226 | 83.9663 | 80.8735 | 73.0317 | 71.5041 | 70.787 | 70.4629 | 71.9444 | 70.6403 | 69.5236 | 68.9571 | 67.8332 | 67.3869 | 65.6222 | 64.8172 | 64.52 | 63.8926 | 63.3767 | 63.1489 | 62.9954 | 62.7783 | 62.1473 | 61.7887 | 61.2844 | 61.0593 | 60.7597 | 60.6887
Short-run marginal cost | Gas CCGT | High | 2021$ $/MWh | 137.6054 | 103.8838 | 81.6706 | 117.6875 | 167.4035 | 116.1318 | 101.571 | 96.5612 | 93.0045 | 83.9865 | 82.2297 | 81.4051 | 81.0323 | 82.7361 | 81.2363 | 79.9521 | 79.3007 | 78.0082 | 77.4949 | 75.4655 | 74.5398 | 74.1979 | 73.4765 | 72.8832 | 72.6213 | 72.4447 | 72.1951 | 71.4694 | 71.057 | 70.477 | 70.2181 | 69.8737 | 69.792
Short-run marginal cost | Gas CT | Low | 2021$ $/MWh | 144.1611 | 106.4457 | 77.6923 | 112.9035 | 160.1122 | 107.8255 | 94.8359 | 90.5054 | 87.361 | 78.8749 | 77.6383 | 76.5367 | 76.2824 | 77.4465 | 75.9043 | 75.4859 | 74.8565 | 73.8653 | 73.6544 | 71.5344 | 70.8925 | 71.0213 | 70.6676 | 70.3671 | 70.3033 | 70.3947 | 70.2901 | 69.7922 | 70.1207 | 69.7776 | 69.8784 | 69.7006 | 69.728
Short-run marginal cost | Gas CT | Mid | 2021$ $/MWh | 169.6013 | 125.2303 | 91.4027 | 132.8277 | 188.3672 | 126.8535 | 111.5716 | 106.4769 | 102.7776 | 92.7939 | 91.3392 | 90.0432 | 89.744 | 91.1135 | 89.2991 | 88.8069 | 88.0665 | 86.9003 | 86.6522 | 84.1581 | 83.4029 | 83.5545 | 83.1384 | 82.7848 | 82.7098 | 82.8172 | 82.6943 | 82.1085 | 82.4949 | 82.0914 | 82.2099 | 82.0007 | 82.0329
Short-run marginal cost | Gas CT | High | 2021$ $/MWh | 195.0414 | 144.0148 | 105.1131 | 152.7518 | 216.6223 | 145.8816 | 128.3073 | 122.4484 | 118.1942 | 106.713 | 105.0401 | 103.5497 | 103.2056 | 104.7806 | 102.694 | 102.128 | 101.2764 | 99.9354 | 99.6501 | 96.7818 | 95.9134 | 96.0877 | 95.6091 | 95.2025 | 95.1162 | 95.2398 | 95.0984 | 94.4248 | 94.8691 | 94.4051 | 94.5413 | 94.3008 | 94.3378
Variable O&M | Coal | Low | 2021$ $/MWh | 0.7566 | 1.4852 | 1.3837 | 1.3573 | 1.3306 | 1.3046 | 1.279 | 1.2304 | 1.2304 | 1.2304 | 1.2304 | 1.2304 | 1.2304 | 1.2304 | 1.2304 | 1.2304 | 1.2304 | 1.2304 | 1.2304 | 1.2304 | 1.2304 | 1.2304 | 1.2304 | 1.2304 | 1.2304 | 1.2304 | 1.2304 | 1.2304 | 1.2304 | 1.2304 | 1.2304 | 1.2304 | 1.2304
Variable O&M | Coal | Mid | 2021$ $/MWh | 0.9102 | 1.578 | 1.4702 | 1.444 | 1.4157 | 1.388 | 1.3607 | 1.309 | 1.309 | 1.309 | 1.309 | 1.309 | 1.309 | 1.309 | 1.309 | 1.309 | 1.309 | 1.309 | 1.309 | 1.309 | 1.309 | 1.309 | 1.309 | 1.309 | 1.309 | 1.309 | 1.309 | 1.309 | 1.309 | 1.309 | 1.309 | 1.309 | 1.309
Variable O&M | Coal | High | 2021$ $/MWh | 1.1149 | 2.9479 | 2.7466 | 2.6959 | 2.6431 | 2.5912 | 2.5404 | 2.4439 | 2.4439 | 2.4439 | 2.4439 | 2.4439 | 2.4439 | 2.4439 | 2.4439 | 2.4439 | 2.4439 | 2.4439 | 2.4439 | 2.4439 | 2.4439 | 2.4439 | 2.4439 | 2.4439 | 2.4439 | 2.4439 | 2.4439 | 2.4439 | 2.4439 | 2.4439 | 2.4439 | 2.4439 | 2.4439
Variable O&M | Coal CCS | Low † | 2021$ $/MWh | 2025: 18.327; 2030: 18.0668; 2035: 18.0649; 2040: 18.0553; 2045: 18.0477; 2050: 18.0433
Variable O&M | Coal CCS | Mid † | 2021$ $/MWh | 2025: 18.6902; 2030: 18.3992; 2035: 18.3973; 2040: 18.3877; 2045: 18.38; 2050: 18.3757
Variable O&M | Coal CCS | High † | 2021$ $/MWh | 2025: 19.4165; 2030: 19.064; 2035: 19.062; 2040: 19.0525; 2045: 19.0448; 2050: 19.0404
Variable O&M | Gas CCGT | Low | 2021$ $/MWh | 0.9213 | 1.6947 | 1.6119 | 1.4982 | 1.4099 | 1.3246 | 1.2986 | 1.2493 | 1.2493 | 1.2493 | 1.2493 | 1.2493 | 1.2493 | 1.2493 | 1.2493 | 1.2493 | 1.2493 | 1.2493 | 1.2493 | 1.2493 | 1.2493 | 1.2493 | 1.2493 | 1.2493 | 1.2493 | 1.2493 | 1.2493 | 1.2493 | 1.2493 | 1.2493 | 1.2493 | 1.2493 | 1.2493
Variable O&M | Gas CCGT | Mid | 2021$ $/MWh | 1.3577 | 1.9397 | 1.8449 | 1.7131 | 1.6795 | 1.6466 | 1.6143 | 1.553 | 1.553 | 1.553 | 1.553 | 1.553 | 1.553 | 1.553 | 1.553 | 1.553 | 1.553 | 1.553 | 1.553 | 1.553 | 1.553 | 1.553 | 1.553 | 1.553 | 1.553 | 1.553 | 1.553 | 1.553 | 1.553 | 1.553 | 1.553 | 1.553 | 1.553
Variable O&M | Gas CCGT | High | 2021$ $/MWh | 2.3759 | 2.6477 | 2.5183 | 2.3389 | 2.2931 | 2.2481 | 2.204 | 2.1203 | 2.1203 | 2.1203 | 2.1203 | 2.1203 | 2.1203 | 2.1203 | 2.1203 | 2.1203 | 2.1203 | 2.1203 | 2.1203 | 2.1203 | 2.1203 | 2.1203 | 2.1203 | 2.1203 | 2.1203 | 2.1203 | 2.1203 | 2.1203 | 2.1203 | 2.1203 | 2.1203 | 2.1203 | 2.1203
Variable O&M | Gas CCS | Low † | 2021$ $/MWh | 2025: 8.3899; 2030: 8.2242; 2035: 8.1575; 2040: 8.1089; 2045: 8.0734; 2050: 8.0475
Variable O&M | Gas CCS | Mid † | 2021$ $/MWh | 2025: 8.3899; 2030: 8.2242; 2035: 8.1575; 2040: 8.1089; 2045: 8.0734; 2050: 8.0475
Variable O&M | Gas CCS | High † | 2021$ $/MWh | 2025: 8.4262; 2030: 8.2575; 2035: 8.1907; 2040: 8.1421; 2045: 8.1067; 2050: 8.0808
Variable O&M | Nuclear | Mid * | 2021$ $/MWh | 2021: 10.34; 2025: 10.34; 2030: 10.34; 2035: 10.34; 2040: 10.34; 2045: 10.34; 2050: 10.34
Variable O&M | Offshore wind | Low | 2021$ $/MWh |  |  |  |  | 0 | 0 | 0 | 0 | 0 | 0 | 0 | 0 | 0 | 0 | 0 | 0 | 0 | 0 | 0 | 0 | 0 | 0 | 0 | 0 | 0 | 0 | 0 | 0 | 0 | 0 | 0 | 0 | 0
Variable O&M | Offshore wind | Mid | 2021$ $/MWh |  |  |  |  | 0 | 0 | 0 | 0 | 0 | 0 | 0 | 0 | 0 | 0 | 0 | 0 | 0 | 0 | 0 | 0 | 0 | 0 | 0 | 0 | 0 | 0 | 0 | 0 | 0 | 0 | 0 | 0 | 0
Variable O&M | Offshore wind | High | 2021$ $/MWh |  |  |  |  | 0 | 0 | 0 | 0 | 0 | 0 | 0 | 0 | 0 | 0 | 0 | 0 | 0 | 0 | 0 | 0 | 0 | 0 | 0 | 0 | 0 | 0 | 0 | 0 | 0 | 0 | 0 | 0 | 0
Variable O&M | Onshore wind | Low | 2021$ $/MWh | 0 | 0 | 0 | 0 | 0 | 0 | 0 | 0 | 0 | 0 | 0 | 0 | 0 | 0 | 0 | 0 | 0 | 0 | 0 | 0 | 0 | 0 | 0 | 0 | 0 | 0 | 0 | 0 | 0 | 0 | 0 | 0 | 0
Variable O&M | Onshore wind | Mid | 2021$ $/MWh | 0 | 0 | 0 | 0 | 0 | 0 | 0 | 0 | 0 | 0 | 0 | 0 | 0 | 0 | 0 | 0 | 0 | 0 | 0 | 0 | 0 | 0 | 0 | 0 | 0 | 0 | 0 | 0 | 0 | 0 | 0 | 0 | 0
Variable O&M | Onshore wind | High | 2021$ $/MWh | 0 | 0 | 0 | 0 | 0 | 0 | 0 | 0 | 0 | 0 | 0 | 0 | 0 | 0 | 0 | 0 | 0 | 0 | 0 | 0 | 0 | 0 | 0 | 0 | 0 | 0 | 0 | 0 | 0 | 0 | 0 | 0 | 0
Variable O&M | Solar PV | Low | 2021$ $/MWh | 0 | 0 | 0 | 0 | 0 | 0 | 0 | 0 | 0 | 0 | 0 | 0 | 0 | 0 | 0 | 0 | 0 | 0 | 0 | 0 | 0 | 0 | 0 | 0 | 0 | 0 | 0 | 0 | 0 | 0 | 0 | 0 | 0
Variable O&M | Solar PV | Mid | 2021$ $/MWh | 0 | 0 | 0 | 0 | 0 | 0 | 0 | 0 | 0 | 0 | 0 | 0 | 0 | 0 | 0 | 0 | 0 | 0 | 0 | 0 | 0 | 0 | 0 | 0 | 0 | 0 | 0 | 0 | 0 | 0 | 0 | 0 | 0
Variable O&M | Solar PV | High | 2021$ $/MWh | 0 | 0 | 0 | 0 | 0 | 0 | 0 | 0 | 0 | 0 | 0 | 0 | 0 | 0 | 0 | 0 | 0 | 0 | 0 | 0 | 0 | 0 | 0 | 0 | 0 | 0 | 0 | 0 | 0 | 0 | 0 | 0 | 0
* Nuclear is not in the BNEF workbook. Values are taken from the model's own asset files (nuclear_<year>.csv) and treated as Mid. Source not recorded; see the main README.
† CCS has no South Korea row in BNEF. Japan is used as the proxy (China is 878 $/kW against the United States at 5,646, so a three-country mean is dominated by the US). 2021 omitted: the first year available, 2022, is a first-of-a-kind cost.

## Model input
Model input
Mid only, the 7 model periods. These are the numbers that go into the asset CSVs.
metric | technology | scenario | unit | 2021 | 2025 | 2030 | 2035 | 2040 | 2045 | 2050
Capex | Coal | Mid | 2021$ $/MW | 1666693.2731 | 1164416.6073 | 1164416.6073 | 1164416.6073 | 1164416.6073 | 1164416.6073 | 1164416.6073
Capex | Coal CCS | Mid † | 2021$ $/MW |  | 1943178.9657 | 1341309.3745 | 1341309.3745 | 1341309.3745 | 1341309.3745 | 1341309.3745
Capex | Gas CCGT | Mid | 2021$ $/MW | 955004.3612 | 695362.7948 | 695362.7948 | 695362.7948 | 695362.7948 | 695362.7948 | 695362.7948
Capex | Gas CCS | Mid † | 2021$ $/MW |  | 1566062.1211 | 1080998.6323 | 1080998.6323 | 1080998.6323 | 1080998.6323 | 1080998.6323
Capex | Nuclear | Mid * | 2021$ $/MW | 2885794 | 2885794 | 2833578 | 2781362 | 2729146.19 | 2676930.39 | 2624714.58
Capex | Offshore wind | Mid | 2021$ $/MW |  | 4796357.8586 | 4518384.7877 | 3986883.0373 | 3859015.0339 | 3852526.6332 | 3850425.4362
Capex | Onshore wind | Mid | 2021$ $/MW | 2062739.1993 | 1968921.5699 | 1589207.896 | 1504090.5482 | 1467216.1264 | 1440002.7003 | 1407185.1986
Capex | Solar PV | Mid | 2021$ $/MW | 1255198.7468 | 875692.2046 | 604850.9219 | 515829.8068 | 460625.7134 | 417205.121 | 379962.8404
Fixed O&M | Coal | Mid | 2021$ $/MW-yr | 15121.9717 | 14114.3988 | 13708.2803 | 13708.2803 | 13708.2803 | 13708.2803 | 13708.2803
Fixed O&M | Coal CCS | Mid † | 2021$ $/MW-yr |  | 52507.0751 | 46674.553 | 46674.553 | 46674.553 | 46674.553 | 46674.553
Fixed O&M | Gas CCGT | Mid | 2021$ $/MW-yr | 14602.6187 | 14992.6152 | 14561.2275 | 14561.2275 | 14561.2275 | 14561.2275 | 14561.2275
Fixed O&M | Gas CCS | Mid † | 2021$ $/MW-yr |  | 17201.7527 | 15290.9701 | 15290.9701 | 15290.9701 | 15290.9701 | 15290.9701
Fixed O&M | Nuclear | Mid * | 2021$ $/MW-yr | 199087 | 199087 | 199087 | 199087 | 199087 | 199087 | 199087
Fixed O&M | Offshore wind | Mid | 2021$ $/MW-yr |  | 88330.2161 | 77052.7531 | 69067.098 | 63206.4571 | 58778.6688 | 55352.0455
Fixed O&M | Onshore wind | Mid | 2021$ $/MW-yr | 39534.1803 | 35526.2873 | 32472.376 | 30630.7694 | 29966.8469 | 29377.6246 | 28671.0232
Fixed O&M | Solar PV | Mid | 2021$ $/MW-yr | 34557.9359 | 18928.9095 | 17725.3545 | 16649.1913 | 15864.9769 | 15233.4076 | 14702.3352
LCOE | Coal | Mid | 2021$ $/MWh | 44.0109 | 64.0418 | 64.2945 | 64.0943 | 63.6532 | 62.9844 | 62.4079
LCOE | Gas CCGT | Mid | 2021$ $/MWh | 58.3924 | 72.4166 | 70.5805 | 69.3166 | 68.9281 | 68.6884 | 68.6795
LCOE | Offshore wind | Mid | 2021$ $/MWh |  | 227.0748 | 180.4185 | 146.087 | 130.4963 | 123.4623 | 117.4206
LCOE | Onshore wind | Mid | 2021$ $/MWh | 93.6104 | 102.4512 | 77.7787 | 68.7999 | 63.5284 | 59.6486 | 55.5026
LCOE | Solar PV | Mid | 2021$ $/MWh | 95.0156 | 67.818 | 47.8212 | 41.1131 | 37.0205 | 34.1849 | 31.7616
Short-run marginal cost | Coal | Mid | 2021$ $/MWh | 62.3577 | 63.8084 | 43.9075 | 42.5071 | 41.2792 | 39.6768 | 38.1144
Short-run marginal cost | Gas CCGT | Mid | 2021$ $/MWh | 102.3369 | 83.9663 | 70.4629 | 67.8332 | 63.8926 | 62.1473 | 60.6887
Short-run marginal cost | Gas CT | Mid | 2021$ $/MWh | 132.8277 | 106.4769 | 89.744 | 86.9003 | 83.1384 | 82.1085 | 82.0329
Variable O&M | Coal | Mid | 2021$ $/MWh | 1.444 | 1.309 | 1.309 | 1.309 | 1.309 | 1.309 | 1.309
Variable O&M | Coal CCS | Mid † | 2021$ $/MWh |  | 18.6902 | 18.3992 | 18.3973 | 18.3877 | 18.38 | 18.3757
Variable O&M | Gas CCGT | Mid | 2021$ $/MWh | 1.7131 | 1.553 | 1.553 | 1.553 | 1.553 | 1.553 | 1.553
Variable O&M | Gas CCS | Mid † | 2021$ $/MWh |  | 8.3899 | 8.2242 | 8.1575 | 8.1089 | 8.0734 | 8.0475
Variable O&M | Nuclear | Mid * | 2021$ $/MWh | 10.34 | 10.34 | 10.34 | 10.34 | 10.34 | 10.34 | 10.34
Variable O&M | Offshore wind | Mid | 2021$ $/MWh |  | 0 | 0 | 0 | 0 | 0 | 0
Variable O&M | Onshore wind | Mid | 2021$ $/MWh | 0 | 0 | 0 | 0 | 0 | 0 | 0
Variable O&M | Solar PV | Mid | 2021$ $/MWh | 0 | 0 | 0 | 0 | 0 | 0 | 0
* Nuclear is not in the BNEF workbook. Values are taken from the model's own asset files (nuclear_<year>.csv) and treated as Mid. Source not recorded; see the main README.
† CCS has no South Korea row in BNEF. Japan is used as the proxy (China is 878 $/kW against the United States at 5,646, so a three-country mean is dominated by the US). 2021 omitted: the first year available, 2022, is a first-of-a-kind cost.

## GCAM mapping
MACRO / BNEF Korea -> GCAM electricity_water_cost_updated.xml
Values in 1975$. Change them in the `electricity` sector of <global-technology-database>, not in the elec_<fuel> cooling variants (those carry the incremental cooling cost, OCC about 10).
GCAM is a global technology database: editing these applies to all 32 regions. To change Korea only, override inside the region block instead.
macro_technology | gcam_subsector | gcam_technology | metric | gcam_parameter | unit_1975usd | year | gcam_current | proposed_korea | pct_change | xml_line
Coal | coal | coal (conv pul) | Capex | OCC | $/kW | 2025 | 407.725 | 231.035 | -43.3 | 256970
Coal | coal | coal (conv pul) | Capex | OCC | $/kW | 2030 | 407.725 | 231.035 | -43.3 | 256988
Coal | coal | coal (conv pul) | Capex | OCC | $/kW | 2035 | 407.725 | 231.035 | -43.3 | 257006
Coal | coal | coal (conv pul) | Capex | OCC | $/kW | 2040 | 525 | 231.035 | -56 | 257024
Coal | coal | coal (conv pul) | Capex | OCC | $/kW | 2045 | 506 | 231.035 | -54.3 | 257042
Coal | coal | coal (conv pul) | Capex | OCC | $/kW | 2050 | 491 | 231.035 | -52.9 | 257060
Coal | coal | coal (conv pul) | Fixed O&M | OM-fixed | $/kW/yr | 2025 | 5.123 | 2.8005 | -45.3 | 256974
Coal | coal | coal (conv pul) | Fixed O&M | OM-fixed | $/kW/yr | 2030 | 4.919 | 2.7199 | -44.7 | 256992
Coal | coal | coal (conv pul) | Fixed O&M | OM-fixed | $/kW/yr | 2035 | 4.919 | 2.7199 | -44.7 | 257010
Coal | coal | coal (conv pul) | Fixed O&M | OM-fixed | $/kW/yr | 2040 | 17.66 | 2.7199 | -84.6 | 257028
Coal | coal | coal (conv pul) | Fixed O&M | OM-fixed | $/kW/yr | 2045 | 17.66 | 2.7199 | -84.6 | 257046
Coal | coal | coal (conv pul) | Fixed O&M | OM-fixed | $/kW/yr | 2050 | 17.66 | 2.7199 | -84.6 | 257064
Coal | coal | coal (conv pul) | Variable O&M | OM-var | $/GJ | 2025 | 0.0005 | 0.0721 | 15076.4 | 256977
Coal | coal | coal (conv pul) | Variable O&M | OM-var | $/GJ | 2030 | 0.0005 | 0.0721 | 15076.4 | 256995
Coal | coal | coal (conv pul) | Variable O&M | OM-var | $/GJ | 2035 | 0.0005 | 0.0721 | 15076.4 | 257013
Coal | coal | coal (conv pul) | Variable O&M | OM-var | $/GJ | 2040 | 2.11 | 0.0721 | -96.6 | 257031
Coal | coal | coal (conv pul) | Variable O&M | OM-var | $/GJ | 2045 | 2.11 | 0.0721 | -96.6 | 257049
Coal | coal | coal (conv pul) | Variable O&M | OM-var | $/GJ | 2050 | 2.11 | 0.0721 | -96.6 | 257067
Gas CCGT | gas | gas (CC) | Capex | OCC | $/kW | 2025 | 274.13 | 137.9688 | -49.7 | 258965
Gas CCGT | gas | gas (CC) | Capex | OCC | $/kW | 2030 | 243.594 | 137.9688 | -43.4 | 258983
Gas CCGT | gas | gas (CC) | Capex | OCC | $/kW | 2035 | 243.594 | 137.9688 | -43.4 | 259001
Gas CCGT | gas | gas (CC) | Capex | OCC | $/kW | 2040 | 207 | 137.9688 | -33.3 | 259019
Gas CCGT | gas | gas (CC) | Capex | OCC | $/kW | 2045 | 204 | 137.9688 | -32.4 | 259037
Gas CCGT | gas | gas (CC) | Capex | OCC | $/kW | 2050 | 201 | 137.9688 | -31.4 | 259055
Gas CCGT | gas | gas (CC) | Fixed O&M | OM-fixed | $/kW/yr | 2025 | 5.4815 | 2.9747 | -45.7 | 258969
Gas CCGT | gas | gas (CC) | Fixed O&M | OM-fixed | $/kW/yr | 2030 | 5.2851 | 2.8891 | -45.3 | 258987
Gas CCGT | gas | gas (CC) | Fixed O&M | OM-fixed | $/kW/yr | 2035 | 5.2851 | 2.8891 | -45.3 | 259005
Gas CCGT | gas | gas (CC) | Fixed O&M | OM-fixed | $/kW/yr | 2040 | 7.39 | 2.8891 | -60.9 | 259023
Gas CCGT | gas | gas (CC) | Fixed O&M | OM-fixed | $/kW/yr | 2045 | 7.39 | 2.8891 | -60.9 | 259041
Gas CCGT | gas | gas (CC) | Fixed O&M | OM-fixed | $/kW/yr | 2050 | 7.39 | 2.8891 | -60.9 | 259059
Gas CCGT | gas | gas (CC) | Variable O&M | OM-var | $/GJ | 2025 | 0.0006 | 0.0856 | 14940.2 | 258972
Gas CCGT | gas | gas (CC) | Variable O&M | OM-var | $/GJ | 2030 | 0.0006 | 0.0856 | 14940.2 | 258990
Gas CCGT | gas | gas (CC) | Variable O&M | OM-var | $/GJ | 2035 | 0.0006 | 0.0856 | 14940.2 | 259008
Gas CCGT | gas | gas (CC) | Variable O&M | OM-var | $/GJ | 2040 | 0.53 | 0.0856 | -83.9 | 259026
Gas CCGT | gas | gas (CC) | Variable O&M | OM-var | $/GJ | 2045 | 0.53 | 0.0856 | -83.9 | 259044
Gas CCGT | gas | gas (CC) | Variable O&M | OM-var | $/GJ | 2050 | 0.53 | 0.0856 | -83.9 | 259062
Solar PV | solar | PV | Capex | OCC | $/kW | 2025 | 255 | 173.7485 | -31.9 | 249679
Solar PV | solar | PV | Capex | OCC | $/kW | 2030 | 205 | 120.0101 | -41.5 | 249706
Solar PV | solar | PV | Capex | OCC | $/kW | 2035 | 177 | 102.3472 | -42.2 | 249733
Solar PV | solar | PV | Capex | OCC | $/kW | 2040 | 162 | 91.394 | -43.6 | 249760
Solar PV | solar | PV | Capex | OCC | $/kW | 2045 | 153 | 82.7788 | -45.9 | 249787
Solar PV | solar | PV | Capex | OCC | $/kW | 2050 | 148 | 75.3895 | -49.1 | 249814
Solar PV | solar | PV | Fixed O&M | OM-fixed | $/kW/yr | 2025 | 4.74 | 3.7557 | -20.8 | 249683
Solar PV | solar | PV | Fixed O&M | OM-fixed | $/kW/yr | 2030 | 4.08 | 3.5169 | -13.8 | 249710
Solar PV | solar | PV | Fixed O&M | OM-fixed | $/kW/yr | 2035 | 3.74 | 3.3034 | -11.7 | 249737
Solar PV | solar | PV | Fixed O&M | OM-fixed | $/kW/yr | 2040 | 3.55 | 3.1478 | -11.3 | 249764
Solar PV | solar | PV | Fixed O&M | OM-fixed | $/kW/yr | 2045 | 3.46 | 3.0225 | -12.6 | 249791
Solar PV | solar | PV | Fixed O&M | OM-fixed | $/kW/yr | 2050 | 3.41 | 2.9171 | -14.5 | 249818
Solar PV | solar | PV | Variable O&M | OM-var | $/GJ | 2025 | 0 | 0 |  | 249686
Solar PV | solar | PV | Variable O&M | OM-var | $/GJ | 2030 | 0 | 0 |  | 249713
Solar PV | solar | PV | Variable O&M | OM-var | $/GJ | 2035 | 0 | 0 |  | 249740
Solar PV | solar | PV | Variable O&M | OM-var | $/GJ | 2040 | 0 | 0 |  | 249767
Solar PV | solar | PV | Variable O&M | OM-var | $/GJ | 2045 | 0 | 0 |  | 249794
Solar PV | solar | PV | Variable O&M | OM-var | $/GJ | 2050 | 0 | 0 |  | 249821
Onshore wind | wind | wind | Capex | OCC | $/kW | 2025 | 297 | 390.659 | 31.5 | 248078
Onshore wind | wind | wind | Capex | OCC | $/kW | 2030 | 250 | 315.319 | 26.1 | 248105
Onshore wind | wind | wind | Capex | OCC | $/kW | 2035 | 221 | 298.4307 | 35 | 248132
Onshore wind | wind | wind | Capex | OCC | $/kW | 2040 | 203 | 291.1143 | 43.4 | 248159
Onshore wind | wind | wind | Capex | OCC | $/kW | 2045 | 192 | 285.7148 | 48.8 | 248186
Onshore wind | wind | wind | Capex | OCC | $/kW | 2050 | 185 | 279.2034 | 50.9 | 248213
Onshore wind | wind | wind | Fixed O&M | OM-fixed | $/kW/yr | 2025 | 10.73 | 7.0489 | -34.3 | 248082
Onshore wind | wind | wind | Fixed O&M | OM-fixed | $/kW/yr | 2030 | 10.26 | 6.4429 | -37.2 | 248109
Onshore wind | wind | wind | Fixed O&M | OM-fixed | $/kW/yr | 2035 | 9.89 | 6.0775 | -38.5 | 248136
Onshore wind | wind | wind | Fixed O&M | OM-fixed | $/kW/yr | 2040 | 9.61 | 5.9458 | -38.1 | 248163
Onshore wind | wind | wind | Fixed O&M | OM-fixed | $/kW/yr | 2045 | 9.39 | 5.8289 | -37.9 | 248190
Onshore wind | wind | wind | Fixed O&M | OM-fixed | $/kW/yr | 2050 | 9.22 | 5.6887 | -38.3 | 248217
Onshore wind | wind | wind | Variable O&M | OM-var | $/GJ | 2025 | 0 | 0 |  | 248085
Onshore wind | wind | wind | Variable O&M | OM-var | $/GJ | 2030 | 0 | 0 |  | 248112
Onshore wind | wind | wind | Variable O&M | OM-var | $/GJ | 2035 | 0 | 0 |  | 248139
Onshore wind | wind | wind | Variable O&M | OM-var | $/GJ | 2040 | 0 | 0 |  | 248166
Onshore wind | wind | wind | Variable O&M | OM-var | $/GJ | 2045 | 0 | 0 |  | 248193
Onshore wind | wind | wind | Variable O&M | OM-var | $/GJ | 2050 | 0 | 0 |  | 248220
Offshore wind | wind | wind_offshore | Capex | OCC | $/kW | 2025 | 579 | 951.6583 | 64.4 | 248662
Offshore wind | wind | wind_offshore | Capex | OCC | $/kW | 2030 | 510 | 896.5049 | 75.8 | 248688
Offshore wind | wind | wind_offshore | Capex | OCC | $/kW | 2035 | 464 | 791.0482 | 70.5 | 248714
Offshore wind | wind | wind_offshore | Capex | OCC | $/kW | 2040 | 434 | 765.6776 | 76.4 | 248740
Offshore wind | wind | wind_offshore | Capex | OCC | $/kW | 2045 | 415 | 764.3902 | 84.2 | 248766
Offshore wind | wind | wind_offshore | Capex | OCC | $/kW | 2050 | 401 | 763.9733 | 90.5 | 248792
Offshore wind | wind | wind_offshore | Fixed O&M | OM-fixed | $/kW/yr | 2025 | 25.36 | 17.5258 | -30.9 | 248666
Offshore wind | wind | wind_offshore | Fixed O&M | OM-fixed | $/kW/yr | 2030 | 22.62 | 15.2882 | -32.4 | 248692
Offshore wind | wind | wind_offshore | Fixed O&M | OM-fixed | $/kW/yr | 2035 | 20.92 | 13.7038 | -34.5 | 248718
Offshore wind | wind | wind_offshore | Fixed O&M | OM-fixed | $/kW/yr | 2040 | 19.85 | 12.541 | -36.8 | 248744
Offshore wind | wind | wind_offshore | Fixed O&M | OM-fixed | $/kW/yr | 2045 | 19.18 | 11.6624 | -39.2 | 248770
Offshore wind | wind | wind_offshore | Fixed O&M | OM-fixed | $/kW/yr | 2050 | 18.77 | 10.9825 | -41.5 | 248796
Offshore wind | wind | wind_offshore | Variable O&M | OM-var | $/GJ | 2025 | 0 | 0 |  | 248669
Offshore wind | wind | wind_offshore | Variable O&M | OM-var | $/GJ | 2030 | 0 | 0 |  | 248695
Offshore wind | wind | wind_offshore | Variable O&M | OM-var | $/GJ | 2035 | 0 | 0 |  | 248721
Offshore wind | wind | wind_offshore | Variable O&M | OM-var | $/GJ | 2040 | 0 | 0 |  | 248747
Offshore wind | wind | wind_offshore | Variable O&M | OM-var | $/GJ | 2045 | 0 | 0 |  | 248773
Offshore wind | wind | wind_offshore | Variable O&M | OM-var | $/GJ | 2050 | 0 | 0 |  | 248799
Nuclear | nuclear | Gen_III | Capex | OCC | $/kW | 2025 | 1010.464 | 572.5782 | -43.3 | 262960
Nuclear | nuclear | Gen_III | Capex | OCC | $/kW | 2030 | 992.42 | 562.2179 | -43.3 | 262978
Nuclear | nuclear | Gen_III | Capex | OCC | $/kW | 2035 | 974.029 | 551.8575 | -43.3 | 262996
Nuclear | nuclear | Gen_III | Capex | OCC | $/kW | 2040 | 1443 | 541.4973 | -62.5 | 263014
Nuclear | nuclear | Gen_III | Capex | OCC | $/kW | 2045 | 1398 | 531.137 | -62 | 263032
Nuclear | nuclear | Gen_III | Capex | OCC | $/kW | 2050 | 1358 | 520.7767 | -61.7 | 263050
Nuclear | nuclear | Gen_III | Fixed O&M | OM-fixed | $/kW/yr | 2025 | 38.5 | 39.5014 | 2.6 | 262964
Nuclear | nuclear | Gen_III | Fixed O&M | OM-fixed | $/kW/yr | 2030 | 38.5 | 39.5014 | 2.6 | 262982
Nuclear | nuclear | Gen_III | Fixed O&M | OM-fixed | $/kW/yr | 2035 | 38.5 | 39.5014 | 2.6 | 263000
Nuclear | nuclear | Gen_III | Fixed O&M | OM-fixed | $/kW/yr | 2040 | 38.5 | 39.5014 | 2.6 | 263018
Nuclear | nuclear | Gen_III | Fixed O&M | OM-fixed | $/kW/yr | 2045 | 38.5 | 39.5014 | 2.6 | 263036
Nuclear | nuclear | Gen_III | Fixed O&M | OM-fixed | $/kW/yr | 2050 | 38.5 | 39.5014 | 2.6 | 263054
Nuclear | nuclear | Gen_III | Variable O&M | OM-var | $/GJ | 2025 | 0.75 | 0.5699 | -24 | 262967
Nuclear | nuclear | Gen_III | Variable O&M | OM-var | $/GJ | 2030 | 0.75 | 0.5699 | -24 | 262985
Nuclear | nuclear | Gen_III | Variable O&M | OM-var | $/GJ | 2035 | 0.75 | 0.5699 | -24 | 263003
Nuclear | nuclear | Gen_III | Variable O&M | OM-var | $/GJ | 2040 | 0.75 | 0.5699 | -24 | 263021
Nuclear | nuclear | Gen_III | Variable O&M | OM-var | $/GJ | 2045 | 0.75 | 0.5699 | -24 | 263039
Nuclear | nuclear | Gen_III | Variable O&M | OM-var | $/GJ | 2050 | 0.75 | 0.5699 | -24 | 263057
Coal | coal | coal (conv pul) | Capacity factor | capacity-factor | fraction | 2025 | 0.85 | 0.65 | -23.5 | 256979
Coal | coal | coal (conv pul) | Capacity factor | capacity-factor | fraction | 2030 | 0.85 | 0.65 | -23.5 | 256997
Coal | coal | coal (conv pul) | Capacity factor | capacity-factor | fraction | 2035 | 0.85 | 0.65 | -23.5 | 257015
Coal | coal | coal (conv pul) | Capacity factor | capacity-factor | fraction | 2040 | 0.85 | 0.65 | -23.5 | 257033
Coal | coal | coal (conv pul) | Capacity factor | capacity-factor | fraction | 2045 | 0.85 | 0.65 | -23.5 | 257051
Coal | coal | coal (conv pul) | Capacity factor | capacity-factor | fraction | 2050 | 0.85 | 0.65 | -23.5 | 257069
Solar PV | solar | PV | Capacity factor | capacity-factor | fraction | 2025 | 0.2 | 0.134 | -33 | 249669
Solar PV | solar | PV | Capacity factor | capacity-factor | fraction | 2030 | 0.2 | 0.134 | -33 | 249696
Solar PV | solar | PV | Capacity factor | capacity-factor | fraction | 2035 | 0.2 | 0.134 | -33 | 249723
Solar PV | solar | PV | Capacity factor | capacity-factor | fraction | 2040 | 0.2 | 0.134 | -33 | 249750
Solar PV | solar | PV | Capacity factor | capacity-factor | fraction | 2045 | 0.2 | 0.134 | -33 | 249777
Solar PV | solar | PV | Capacity factor | capacity-factor | fraction | 2050 | 0.2 | 0.134 | -33 | 249804
Onshore wind | wind | wind | Capacity factor | capacity-factor | fraction | 2025 | 0.37 | 0.238 | -35.7 | 248068
Onshore wind | wind | wind | Capacity factor | capacity-factor | fraction | 2030 | 0.37 | 0.238 | -35.7 | 248095
Onshore wind | wind | wind | Capacity factor | capacity-factor | fraction | 2035 | 0.37 | 0.238 | -35.7 | 248122
Onshore wind | wind | wind | Capacity factor | capacity-factor | fraction | 2040 | 0.37 | 0.238 | -35.7 | 248149
Onshore wind | wind | wind | Capacity factor | capacity-factor | fraction | 2045 | 0.37 | 0.238 | -35.7 | 248176
Onshore wind | wind | wind | Capacity factor | capacity-factor | fraction | 2050 | 0.37 | 0.238 | -35.7 | 248203
Nuclear | nuclear | Gen_III | Capacity factor | capacity-factor | fraction | 2025 | 0.9 | 0.85 | -5.6 | 262969
Nuclear | nuclear | Gen_III | Capacity factor | capacity-factor | fraction | 2030 | 0.9 | 0.85 | -5.6 | 262987
Nuclear | nuclear | Gen_III | Capacity factor | capacity-factor | fraction | 2035 | 0.9 | 0.85 | -5.6 | 263005
Nuclear | nuclear | Gen_III | Capacity factor | capacity-factor | fraction | 2040 | 0.9 | 0.85 | -5.6 | 263023
Nuclear | nuclear | Gen_III | Capacity factor | capacity-factor | fraction | 2045 | 0.9 | 0.85 | -5.6 | 263041
Nuclear | nuclear | Gen_III | Capacity factor | capacity-factor | fraction | 2050 | 0.9 | 0.85 | -5.6 | 263059